## Change Log
Entry # | Date | Name | New Document Name | Cell/Range Modified | Changes Made | Comments
1 | 2020-04-14 | Duncan Prahl | 2020_0414_ac_current_circuits_hourly | Change Log sheet | Change log sheet created
Orlando, Please change the following: 1. Put four columns on each Step1.x sheet, one for each circuit on a single datalogger. That way a single logger export will go into each sheet, with up to four channels from the logger per sheet 2. We need to develop an hourly schedule that can be used by the DEM team in thier calc tool to estimate the interactive effects. What we need to derive is an estimate of hours on and off on a weekday and weekend by comparing the total connected load to the time when the lights start being used and the hours when the lights are turned off.
| 2020-04-27 | Orlando Castillo | 2020_0414_ac_current_panel_hourly | step 1 Raw data |  | 1. added cell for user into input total measured load and holiday days that affect schedule
|  |  |  | step 4 results |  | 1. changed that calculations to include holiday days in the total annual electricity usage
| 2020-06-10 | Duncan Prahl | 2020_0610_... | Step4 |  | Formatted Text, modified so calcs matched methodology in guide (Ave hour, day, etc.)
|  |  |  | Step4A |  | Rearranged Days
| 2023-01-05 | Orlando Castillo | 2022_0603_lighting_ac_current_panelb | Step 1.1 | added input cells to step 1.1 | Added 2 additional columns so a user can input current data for all three lines of a three-phase panelboard Also added more input cells for the line-to-neutral rms voltage and power factor for each of the phase lines
| 2023-04-12 | Orlando Castillo | 2023_0412)lighting_ac_current_panelb | Step 2 | added calculations | Added 4 columns. Two columns are for phase 2 current data and the other two columns are for phase 3 current data. The additional calculations are to calculate power draw using the input current, voltage and power factor data

## Intro
Introduction and Instructions
Input Facility Name, Type
Model Description
Measured variables: Average hourly amperage per circuit, Circuit voltage and power facto, true RMS power (kW) of all lighting measured.
General annual equation: Total lighting energy = Hourly current converted to kW, Sum kW per week (kWh) * 52
Model Instructions
The yellow cells are the input cells.
Data should only be input in the Raw Data Input tab (step 1)
Calculations are shown in Runtime Calculations and Annual Energy Calc
Helpful links
to logger tools
to documentation
Spreadsheet password: CUNYbpl2020

## Step 1.1 Raw Data
Datetime | Line #1 Current (Amps) | Line #2 Current (Amps) | Line #3 Current (Amps) | 1 | Input the averaged spot measurements for RMS voltage, power factor and True RMS Power
2018-02-01 10:00 | 86.7201 | 86.7201 | 86.7201
2018-02-01 11:00 | 86.6697 | 86.6697 | 86.6697 |  | RMS Voltage (V) | 211
2018-02-01 12:00 | 86.6209 | 86.6209 | 86.6209 |  | Power Factor | 0.99
2018-02-01 13:00 | 86.5003 | 86.5003 | 86.5003 |  | True RMS Power (kW)
2018-02-01 14:00 | 86.54 | 86.54 | 86.54
2018-02-01 15:00 | 86.4958 | 86.4958 | 86.4958
2018-02-01 16:00 | 86.5171 | 86.5171 | 86.5171 | 2 | Measured Total Connected Load (kW)
2018-02-01 17:00 | 86.3813 | 86.3813 | 86.3813 |  | 50
2018-02-01 18:00 | 86.537 | 86.537 | 86.537 |  | If possible turn on all lights to be retrofitted and take spot measurements
2018-02-01 19:00 | 86.6224 | 86.6224 | 86.6224 |  | of three-phase power with a power meter. Input the average three-phase
2018-02-01 20:00 | 86.537 | 86.537 | 86.537 |  | power in cell F7. This will determine how much of the lighting load is measured
2018-02-01 21:00 | 86.5171 | 86.5171 | 86.5171 |  | with data loggers, see 'Worksheet Step 4. Results' cell F6
2018-02-01 22:00 | 86.5278 | 86.5278 | 86.5278
2018-02-01 23:00 | 86.5461 | 86.5461 | 86.5461
2018-02-02 | 0 | 0 | 0 | 3 | How Many Holiday Days Affect Normal Lighting Schedule?
2018-02-02 01:00 | 0 | 0 | 0 |  | 0
2018-02-02 02:00 | 0 | 0 | 0
2018-02-02 03:00 | 0 | 0 | 0
2018-02-02 04:00 | 0 | 0 | 0
2018-02-02 05:00 | 0 | 0 | 0
2018-02-02 06:00 | 0 | 0 | 0
2018-02-02 07:00 | 0 | 0 | 0
2018-02-02 08:00 | 0 | 0 | 0
2018-02-02 09:00 | 0 | 0 | 0
2018-02-02 10:00 | 0 | 0 | 0
2018-02-02 11:00 | 0 | 0 | 0
2018-02-02 12:00 | 0 | 0 | 0
2018-02-02 13:00 | 0 | 0 | 0
2018-02-02 14:00 | 0 | 0 | 0
2018-02-02 15:00 | 0 | 0 | 0
2018-02-02 16:00 | 0 | 0 | 0
2018-02-02 17:00 | 0 | 0 | 0
2018-02-02 18:00 | 0 | 0 | 0
2018-02-02 19:00 | 0 | 0 | 0
2018-02-02 20:00 | 0 | 0 | 0
2018-02-02 21:00 | 0 | 0 | 0
2018-02-02 22:00 | 0 | 0 | 0
2018-02-02 23:00 | 0 | 0 | 0
2018-02-03 | 86.0121 | 86.0121 | 86.0121
2018-02-03 01:00 | 85.919 | 85.919 | 85.919
2018-02-03 02:00 | 86.0533 | 86.0533 | 86.0533
2018-02-03 03:00 | 86.1677 | 86.1677 | 86.1677
2018-02-03 04:00 | 86.3081 | 86.3081 | 86.3081
2018-02-03 05:00 | 86.2562 | 86.2562 | 86.2562
2018-02-03 06:00 | 86.1234 | 86.1234 | 86.1234
2018-02-03 07:00 | 86.1906 | 86.1906 | 86.1906
2018-02-03 08:00 | 86.36 | 86.36 | 86.36
2018-02-03 09:00 | 86.4912 | 86.4912 | 86.4912
2018-02-03 10:00 | 86.1982 | 86.1982 | 86.1982
2018-02-03 11:00 | 86.1707 | 86.1707 | 86.1707
2018-02-03 12:00 | 86.5019 | 86.5019 | 86.5019
2018-02-03 13:00 | 86.6148 | 86.6148 | 86.6148
2018-02-03 14:00 | 86.4439 | 86.4439 | 86.4439
2018-02-03 15:00 | 86.5522 | 86.5522 | 86.5522
2018-02-03 16:00 | 86.5644 | 86.5644 | 86.5644
2018-02-03 17:00 | 86.7445 | 86.7445 | 86.7445
2018-02-03 18:00 | 86.4668 | 86.4668 | 86.4668
2018-02-03 19:00 | 86.3661 | 86.3661 | 86.3661
2018-02-03 20:00 | 86.1173 | 86.1173 | 86.1173
2018-02-03 21:00 | 86.1555 | 86.1555 | 86.1555
2018-02-03 22:00 | 86.2211 | 86.2211 | 86.2211
2018-02-03 23:00 | 86.2226 | 86.2226 | 86.2226
2018-02-04 | 86.2364 | 86.2364 | 86.2364
2018-02-04 01:00 | 86.3188 | 86.3188 | 86.3188
2018-02-04 02:00 | 86.2119 | 86.2119 | 86.2119
2018-02-04 03:00 | 86.1845 | 86.1845 | 86.1845
2018-02-04 04:00 | 86.2455 | 86.2455 | 86.2455
2018-02-04 05:00 | 86.2333 | 86.2333 | 86.2333
2018-02-04 06:00 | 86.2776 | 86.2776 | 86.2776
2018-02-04 07:00 | 86.2867 | 86.2867 | 86.2867
2018-02-04 08:00 | 86.2989 | 86.2989 | 86.2989
2018-02-04 09:00 | 86.2867 | 86.2867 | 86.2867
2018-02-04 10:00 | 86.2882 | 86.2882 | 86.2882
2018-02-04 11:00 | 86.1845 | 86.1845 | 86.1845
2018-02-04 12:00 | 86.1418 | 86.1418 | 86.1418
2018-02-04 13:00 | 86.1479 | 86.1479 | 86.1479
2018-02-04 14:00 | 86.1112 | 86.1112 | 86.1112
2018-02-04 15:00 | 86.2455 | 86.2455 | 86.2455
2018-02-04 16:00 | 86.3447 | 86.3447 | 86.3447
2018-02-04 17:00 | 86.4805 | 86.4805 | 86.4805
2018-02-04 18:00 | 86.4332 | 86.4332 | 86.4332
2018-02-04 19:00 | 85.6794 | 85.6794 | 85.6794
2018-02-04 20:00 | 86.3294 | 86.3294 | 86.3294
2018-02-04 21:00 | 86.3569 | 86.3569 | 86.3569
2018-02-04 22:00 | 86.4881 | 86.4881 | 86.4881
2018-02-04 23:00 | 86.4332 | 86.4332 | 86.4332
2018-02-05 | 86.4088 | 86.4088 | 86.4088
2018-02-05 01:00 | 86.0426 | 86.0426 | 86.0426
2018-02-05 02:00 | 86.392 | 86.392 | 86.392
2018-02-05 03:00 | 86.2776 | 86.2776 | 86.2776
2018-02-05 04:00 | 86.5034 | 86.5034 | 86.5034
2018-02-05 05:00 | 86.3661 | 86.3661 | 86.3661
2018-02-05 06:00 | 86.2898 | 86.2898 | 86.2898
2018-02-05 07:00 | 86.2043 | 86.2043 | 86.2043
2018-02-05 08:00 | 86.3355 | 86.3355 | 86.3355
2018-02-05 09:00 | 86.3798 | 86.3798 | 86.3798
2018-02-05 10:00 | 86.2272 | 86.2272 | 86.2272
2018-02-05 11:00 | 86.2119 | 86.2119 | 86.2119
2018-02-05 12:00 | 86.389 | 86.389 | 86.389
2018-02-05 13:00 | 86.4027 | 86.4027 | 86.4027
2018-02-05 14:00 | 86.3783 | 86.3783 | 86.3783
2018-02-05 15:00 | 86.3355 | 86.3355 | 86.3355
2018-02-05 16:00 | 86.3493 | 86.3493 | 86.3493
2018-02-05 17:00 | 86.244 | 86.244 | 86.244
2018-02-05 18:00 | 86.3142 | 86.3142 | 86.3142
2018-02-05 19:00 | 86.2089 | 86.2089 | 86.2089
2018-02-05 20:00 | 86.2181 | 86.2181 | 86.2181
2018-02-05 21:00 | 86.1494 | 86.1494 | 86.1494
2018-02-05 22:00 | 86.2593 | 86.2593 | 86.2593
2018-02-05 23:00 | 86.4424 | 86.4424 | 86.4424
2018-02-06 | 86.4637 | 86.4637 | 86.4637
2018-02-06 01:00 | 86.5629 | 86.5629 | 86.5629
2018-02-06 02:00 | 86.3706 | 86.3706 | 86.3706
2018-02-06 03:00 | 86.3523 | 86.3523 | 86.3523
2018-02-06 04:00 | 86.3676 | 86.3676 | 86.3676
2018-02-06 05:00 | 86.4027 | 86.4027 | 86.4027
2018-02-06 06:00 | 86.4652 | 86.4652 | 86.4652
2018-02-06 07:00 | 86.4012 | 86.4012 | 86.4012
2018-02-06 08:00 | 86.4515 | 86.4515 | 86.4515
2018-02-06 09:00 | 86.2028 | 86.2028 | 86.2028
2018-02-06 10:00 | 86.2715 | 86.2715 | 86.2715
2018-02-06 11:00 | 86.7567 | 86.7567 | 86.7567
2018-02-06 12:00 | 86.6194 | 86.6194 | 86.6194
2018-02-06 13:00 | 86.6377 | 86.6377 | 86.6377
2018-02-06 14:00 | 86.8757 | 86.8757 | 86.8757
2018-02-06 15:00 | 86.7994 | 86.7994 | 86.7994
2018-02-06 16:00 | 86.7674 | 86.7674 | 86.7674
2018-02-06 17:00 | 86.7384 | 86.7384 | 86.7384
2018-02-06 18:00 | 86.7124 | 86.7124 | 86.7124
2018-02-06 19:00 | 86.8376 | 86.8376 | 86.8376
2018-02-06 20:00 | 86.627 | 86.627 | 86.627
2018-02-06 21:00 | 86.6239 | 86.6239 | 86.6239
2018-02-06 22:00 | 86.714 | 86.714 | 86.714
2018-02-06 23:00 | 86.8971 | 86.8971 | 86.8971
2018-02-07 | 0 | 0 | 0
2018-02-07 01:00 | 0 | 0 | 0
2018-02-07 02:00 | 0 | 0 | 0
2018-02-07 03:00 | 0 | 0 | 0
2018-02-07 04:00 | 0 | 0 | 0
2018-02-07 05:00 | 0 | 0 | 0
2018-02-07 06:00 | 0 | 0 | 0
2018-02-07 07:00 | 0 | 0 | 0
2018-02-07 08:00 | 0 | 0 | 0
2018-02-07 09:00 | 0 | 0 | 0
2018-02-07 10:00 | 0 | 0 | 0
2018-02-07 11:00 | 0 | 0 | 0
2018-02-07 12:00 | 0 | 0 | 0
2018-02-07 13:00 | 0 | 0 | 0
2018-02-07 14:00 | 0 | 0 | 0
2018-02-07 15:00 | 0 | 0 | 0
2018-02-07 16:00 | 0 | 0 | 0
2018-02-07 17:00 | 0 | 0 | 0
2018-02-07 18:00 | 0 | 0 | 0
2018-02-07 19:00 | 0 | 0 | 0
2018-02-07 20:00 | 0 | 0 | 0
2018-02-07 21:00 | 0 | 0 | 0
2018-02-07 22:00 | 0 | 0 | 0
2018-02-07 23:00 | 0 | 0 | 0
2018-02-08 | 86.5492 | 86.5492 | 86.5492
2018-02-08 01:00 | 86.7201 | 86.7201 | 86.7201
2018-02-08 02:00 | 86.5095 | 86.5095 | 86.5095
2018-02-08 03:00 | 86.4576 | 86.4576 | 86.4576
2018-02-08 04:00 | 86.6316 | 86.6316 | 86.6316
2018-02-08 05:00 | 86.569 | 86.569 | 86.569
2018-02-08 06:00 | 86.6468 | 86.6468 | 86.6468
2018-02-08 07:00 | 86.6361 | 86.6361 | 86.6361
2018-02-08 08:00 | 86.6819 | 86.6819 | 86.6819
2018-02-08 09:00 | 86.7094 | 86.7094 | 86.7094
2018-02-08 10:00 | 86.7933 | 86.7933 | 86.7933
2018-02-08 11:00 | 86.8009 | 86.8009 | 86.8009
2018-02-08 12:00 | 86.6728 | 86.6728 | 86.6728
2018-02-08 13:00 | 86.6316 | 86.6316 | 86.6316
2018-02-08 14:00 | 86.6316 | 86.6316 | 86.6316
2018-02-08 15:00 | 86.6636 | 86.6636 | 86.6636
2018-02-08 16:00 | 86.5568 | 86.5568 | 86.5568
2018-02-08 17:00 | 86.6865 | 86.6865 | 86.6865
2018-02-08 18:00 | 86.7262 | 86.7262 | 86.7262
2018-02-08 19:00 | 86.5187 | 86.5187 | 86.5187
2018-02-08 20:00 | 86.5766 | 86.5766 | 86.5766
2018-02-08 21:00 | 86.6194 | 86.6194 | 86.6194
2018-02-08 22:00 | 86.6743 | 86.6743 | 86.6743
2018-02-08 23:00 | 86.5644 | 86.5644 | 86.5644
2018-02-09 | 86.2226 | 86.2226 | 86.2226
2018-02-09 01:00 | 86.1128 | 86.1128 | 86.1128
2018-02-09 02:00 | 86.2791 | 86.2791 | 86.2791
2018-02-09 03:00 | 86.0014 | 86.0014 | 86.0014
2018-02-09 04:00 | 86.0533 | 86.0533 | 86.0533
2018-02-09 05:00 | 86.2257 | 86.2257 | 86.2257
2018-02-09 06:00 | 86.4332 | 86.4332 | 86.4332
2018-02-09 07:00 | 86.5873 | 86.5873 | 86.5873
2018-02-09 08:00 | 86.3691 | 86.3691 | 86.3691
2018-02-09 09:00 | 86.334 | 86.334 | 86.334
2018-02-09 10:00 | 86.5126 | 86.5126 | 86.5126
2018-02-09 11:00 | 86.5003 | 86.5003 | 86.5003
2018-02-09 12:00 | 86.7002 | 86.7002 | 86.7002
2018-02-09 13:00 | 86.363 | 86.363 | 86.363
2018-02-09 14:00 | 86.4408 | 86.4408 | 86.4408
2018-02-09 15:00 | 86.2943 | 86.2943 | 86.2943
2018-02-09 16:00 | 86.3706 | 86.3706 | 86.3706
2018-02-09 17:00 | 86.2882 | 86.2882 | 86.2882
2018-02-09 18:00 | 86.1875 | 86.1875 | 86.1875
2018-02-09 19:00 | 86.099 | 86.099 | 86.099
2018-02-09 20:00 | 86.1997 | 86.1997 | 86.1997
2018-02-09 21:00 | 86.3767 | 86.3767 | 86.3767
2018-02-09 22:00 | 86.3691 | 86.3691 | 86.3691
2018-02-09 23:00 | 86.4012 | 86.4012 | 86.4012
2018-02-10 | 86.0121 | 86.0121 | 86.0121
2018-02-10 01:00 | 85.919 | 85.919 | 85.919
2018-02-10 02:00 | 86.0533 | 86.0533 | 86.0533
2018-02-10 03:00 | 86.1677 | 86.1677 | 86.1677
2018-02-10 04:00 | 86.3081 | 86.3081 | 86.3081
2018-02-10 05:00 | 86.2562 | 86.2562 | 86.2562
2018-02-10 06:00 | 86.1234 | 86.1234 | 86.1234
2018-02-10 07:00 | 86.1906 | 86.1906 | 86.1906
2018-02-10 08:00 | 86.36 | 86.36 | 86.36
2018-02-10 09:00 | 86.4912 | 86.4912 | 86.4912
2018-02-10 10:00 | 86.1982 | 86.1982 | 86.1982
2018-02-10 11:00 | 86.1707 | 86.1707 | 86.1707
2018-02-10 12:00 | 86.5019 | 86.5019 | 86.5019
2018-02-10 13:00 | 86.6148 | 86.6148 | 86.6148
2018-02-10 14:00 | 86.4439 | 86.4439 | 86.4439
2018-02-10 15:00 | 86.5522 | 86.5522 | 86.5522
2018-02-10 16:00 | 86.5644 | 86.5644 | 86.5644
2018-02-10 17:00 | 86.7445 | 86.7445 | 86.7445
2018-02-10 18:00 | 86.4668 | 86.4668 | 86.4668
2018-02-10 19:00 | 86.3661 | 86.3661 | 86.3661
2018-02-10 20:00 | 86.1173 | 86.1173 | 86.1173
2018-02-10 21:00 | 86.1555 | 86.1555 | 86.1555
2018-02-10 22:00 | 86.2211 | 86.2211 | 86.2211
2018-02-10 23:00 | 86.2226 | 86.2226 | 86.2226
2018-02-11 | 86.2364 | 86.2364 | 86.2364
2018-02-11 01:00 | 86.3188 | 86.3188 | 86.3188
2018-02-11 02:00 | 86.2119 | 86.2119 | 86.2119
2018-02-11 03:00 | 86.1845 | 86.1845 | 86.1845
2018-02-11 04:00 | 86.2455 | 86.2455 | 86.2455
2018-02-11 05:00 | 86.2333 | 86.2333 | 86.2333
2018-02-11 06:00 | 86.2776 | 86.2776 | 86.2776
2018-02-11 07:00 | 86.2867 | 86.2867 | 86.2867
2018-02-11 08:00 | 86.2989 | 86.2989 | 86.2989
2018-02-11 09:00 | 86.2867 | 86.2867 | 86.2867
2018-02-11 10:00 | 86.2882 | 86.2882 | 86.2882
2018-02-11 11:00 | 86.1845 | 86.1845 | 86.1845
2018-02-11 12:00 | 86.1418 | 86.1418 | 86.1418
2018-02-11 13:00 | 86.1479 | 86.1479 | 86.1479
2018-02-11 14:00 | 86.1112 | 86.1112 | 86.1112
2018-02-11 15:00 | 86.2455 | 86.2455 | 86.2455
2018-02-11 16:00 | 86.3447 | 86.3447 | 86.3447
2018-02-11 17:00 | 86.4805 | 86.4805 | 86.4805
2018-02-11 18:00 | 86.4332 | 86.4332 | 86.4332
2018-02-11 19:00 | 85.6794 | 85.6794 | 85.6794
2018-02-11 20:00 | 86.3294 | 86.3294 | 86.3294
2018-02-11 21:00 | 86.3569 | 86.3569 | 86.3569
2018-02-11 22:00 | 86.4881 | 86.4881 | 86.4881
2018-02-11 23:00 | 86.4332 | 86.4332 | 86.4332
2018-02-12 | 86.4088 | 86.4088 | 86.4088
2018-02-12 01:00 | 86.0426 | 86.0426 | 86.0426
2018-02-12 02:00 | 86.392 | 86.392 | 86.392
2018-02-12 03:00 | 86.2776 | 86.2776 | 86.2776
2018-02-12 04:00 | 86.5034 | 86.5034 | 86.5034
2018-02-12 05:00 | 86.3661 | 86.3661 | 86.3661
2018-02-12 06:00 | 86.2898 | 86.2898 | 86.2898
2018-02-12 07:00 | 86.2043 | 86.2043 | 86.2043
2018-02-12 08:00 | 86.3355 | 86.3355 | 86.3355
2018-02-12 09:00 | 86.3798 | 86.3798 | 86.3798
2018-02-12 10:00 | 86.2272 | 86.2272 | 86.2272
2018-02-12 11:00 | 86.2119 | 86.2119 | 86.2119
2018-02-12 12:00 | 86.389 | 86.389 | 86.389
2018-02-12 13:00 | 86.4027 | 86.4027 | 86.4027
2018-02-12 14:00 | 86.3783 | 86.3783 | 86.3783
2018-02-12 15:00 | 86.3355 | 86.3355 | 86.3355
2018-02-12 16:00 | 86.3493 | 86.3493 | 86.3493
2018-02-12 17:00 | 86.244 | 86.244 | 86.244
2018-02-12 18:00 | 86.3142 | 86.3142 | 86.3142
2018-02-12 19:00 | 86.2089 | 86.2089 | 86.2089
2018-02-12 20:00 | 86.2181 | 86.2181 | 86.2181
2018-02-12 21:00 | 86.1494 | 86.1494 | 86.1494
2018-02-12 22:00 | 86.2593 | 86.2593 | 86.2593
2018-02-12 23:00 | 86.4424 | 86.4424 | 86.4424
2018-02-13 | 86.4637 | 86.4637 | 86.4637
2018-02-13 01:00 | 86.5629 | 86.5629 | 86.5629
2018-02-13 02:00 | 86.3706 | 86.3706 | 86.3706
2018-02-13 03:00 | 86.3523 | 86.3523 | 86.3523
2018-02-13 04:00 | 86.3676 | 86.3676 | 86.3676
2018-02-13 05:00 | 86.4027 | 86.4027 | 86.4027
2018-02-13 06:00 | 86.4652 | 86.4652 | 86.4652
2018-02-13 07:00 | 86.4012 | 86.4012 | 86.4012
2018-02-13 08:00 | 86.4515 | 86.4515 | 86.4515
2018-02-13 09:00 | 86.2028 | 86.2028 | 86.2028
2018-02-13 10:00 | 86.2715 | 86.2715 | 86.2715
2018-02-13 11:00 | 86.7567 | 86.7567 | 86.7567
2018-02-13 12:00 | 86.6194 | 86.6194 | 86.6194
2018-02-13 13:00 | 86.6377 | 86.6377 | 86.6377
2018-02-13 14:00 | 86.8757 | 86.8757 | 86.8757
2018-02-13 15:00 | 86.7994 | 86.7994 | 86.7994
2018-02-13 16:00 | 86.7674 | 86.7674 | 86.7674
2018-02-13 17:00 | 86.7384 | 86.7384 | 86.7384
2018-02-13 18:00 | 86.7124 | 86.7124 | 86.7124
2018-02-13 19:00 | 86.8376 | 86.8376 | 86.8376
2018-02-13 20:00 | 86.627 | 86.627 | 86.627
2018-02-13 21:00 | 86.6239 | 86.6239 | 86.6239
2018-02-13 22:00 | 86.714 | 86.714 | 86.714
2018-02-13 23:00 | 86.8971 | 86.8971 | 86.8971
2018-02-14 | 0 | 0 | 0
2018-02-14 01:00 | 0 | 0 | 0
2018-02-14 02:00 | 0 | 0 | 0
2018-02-14 03:00 | 0 | 0 | 0
2018-02-14 04:00 | 0 | 0 | 0
2018-02-14 05:00 | 0 | 0 | 0
2018-02-14 06:00 | 0 | 0 | 0
2018-02-14 07:00 | 0 | 0 | 0
2018-02-14 08:00 | 0 | 0 | 0
2018-02-14 09:00 | 0 | 0 | 0
2018-02-14 10:00 | 0 | 0 | 0
2018-02-14 11:00 | 0 | 0 | 0
2018-02-14 12:00 | 0 | 0 | 0
2018-02-14 13:00 | 0 | 0 | 0
2018-02-14 14:00 | 0 | 0 | 0
2018-02-14 15:00 | 0 | 0 | 0
2018-02-14 16:00 | 0 | 0 | 0
2018-02-14 17:00 | 0 | 0 | 0
2018-02-14 18:00 | 0 | 0 | 0
2018-02-14 19:00 | 0 | 0 | 0
2018-02-14 20:00 | 0 | 0 | 0
2018-02-14 21:00 | 0 | 0 | 0
2018-02-14 22:00 | 0 | 0 | 0
2018-02-14 23:00 | 0 | 0 | 0
2018-02-15 | 86.5492 | 86.5492 | 86.5492
2018-02-15 01:00 | 86.7201 | 86.7201 | 86.7201
2018-02-15 02:00 | 86.5095 | 86.5095 | 86.5095
2018-02-15 03:00 | 86.4576 | 86.4576 | 86.4576
2018-02-15 04:00 | 86.6316 | 86.6316 | 86.6316
2018-02-15 05:00 | 86.569 | 86.569 | 86.569
2018-02-15 06:00 | 86.6468 | 86.6468 | 86.6468
2018-02-15 07:00 | 86.6361 | 86.6361 | 86.6361
2018-02-15 08:00 | 86.6819 | 86.6819 | 86.6819
2018-02-15 09:00 | 86.7094 | 86.7094 | 86.7094
2018-02-15 10:00 | 86.7933 | 86.7933 | 86.7933
2018-02-15 11:00 | 86.8009 | 86.8009 | 86.8009
2018-02-15 12:00 | 86.6728 | 86.6728 | 86.6728
2018-02-15 13:00 | 86.6316 | 86.6316 | 86.6316
2018-02-15 14:00 | 86.6316 | 86.6316 | 86.6316
2018-02-15 15:00 | 86.6636 | 86.6636 | 86.6636
2018-02-15 16:00 | 86.5568 | 86.5568 | 86.5568
2018-02-15 17:00 | 86.6865 | 86.6865 | 86.6865
2018-02-15 18:00 | 86.7262 | 86.7262 | 86.7262
2018-02-15 19:00 | 86.5187 | 86.5187 | 86.5187
2018-02-15 20:00 | 86.5766 | 86.5766 | 86.5766
2018-02-15 21:00 | 86.6194 | 86.6194 | 86.6194
2018-02-15 22:00 | 86.6743 | 86.6743 | 86.6743
2018-02-15 23:00 | 86.5644 | 86.5644 | 86.5644
2018-02-16 | 86.2226 | 86.2226 | 86.2226
2018-02-16 01:00 | 86.1128 | 86.1128 | 86.1128
2018-02-16 02:00 | 86.2791 | 86.2791 | 86.2791
2018-02-16 03:00 | 86.0014 | 86.0014 | 86.0014
2018-02-16 04:00 | 86.0533 | 86.0533 | 86.0533
2018-02-16 05:00 | 86.2257 | 86.2257 | 86.2257
2018-02-16 06:00 | 86.4332 | 86.4332 | 86.4332
2018-02-16 07:00 | 86.5873 | 86.5873 | 86.5873
2018-02-16 08:00 | 86.3691 | 86.3691 | 86.3691
2018-02-16 09:00 | 86.334 | 86.334 | 86.334
2018-02-16 10:00 | 86.5126 | 86.5126 | 86.5126
2018-02-16 11:00 | 86.5003 | 86.5003 | 86.5003
2018-02-16 12:00 | 86.7002 | 86.7002 | 86.7002
2018-02-16 13:00 | 86.363 | 86.363 | 86.363
2018-02-16 14:00 | 86.4408 | 86.4408 | 86.4408
2018-02-16 15:00 | 86.2943 | 86.2943 | 86.2943
2018-02-16 16:00 | 86.3706 | 86.3706 | 86.3706
2018-02-16 17:00 | 86.2882 | 86.2882 | 86.2882
2018-02-16 18:00 | 86.1875 | 86.1875 | 86.1875
2018-02-16 19:00 | 86.099 | 86.099 | 86.099
2018-02-16 20:00 | 86.1997 | 86.1997 | 86.1997
2018-02-16 21:00 | 86.3767 | 86.3767 | 86.3767
2018-02-16 22:00 | 86.3691 | 86.3691 | 86.3691
2018-02-16 23:00 | 86.4012 | 86.4012 | 86.4012
2018-02-17 | 86.0121 | 86.0121 | 86.0121
2018-02-17 01:00 | 85.919 | 85.919 | 85.919
2018-02-17 02:00 | 86.0533 | 86.0533 | 86.0533
2018-02-17 03:00 | 86.1677 | 86.1677 | 86.1677
2018-02-17 04:00 | 86.3081 | 86.3081 | 86.3081
2018-02-17 05:00 | 86.2562 | 86.2562 | 86.2562
2018-02-17 06:00 | 86.1234 | 86.1234 | 86.1234
2018-02-17 07:00 | 86.1906 | 86.1906 | 86.1906
2018-02-17 08:00 | 86.36 | 86.36 | 86.36
2018-02-17 09:00 | 86.4912 | 86.4912 | 86.4912
2018-02-17 10:00 | 86.1982 | 86.1982 | 86.1982
2018-02-17 11:00 | 86.1707 | 86.1707 | 86.1707
2018-02-17 12:00 | 86.5019 | 86.5019 | 86.5019
2018-02-17 13:00 | 86.6148 | 86.6148 | 86.6148
2018-02-17 14:00 | 86.4439 | 86.4439 | 86.4439
2018-02-17 15:00 | 86.5522 | 86.5522 | 86.5522
2018-02-17 16:00 | 86.5644 | 86.5644 | 86.5644
2018-02-17 17:00 | 86.7445 | 86.7445 | 86.7445
2018-02-17 18:00 | 86.4668 | 86.4668 | 86.4668
2018-02-17 19:00 | 86.3661 | 86.3661 | 86.3661
2018-02-17 20:00 | 86.1173 | 86.1173 | 86.1173
2018-02-17 21:00 | 86.1555 | 86.1555 | 86.1555
2018-02-17 22:00 | 86.2211 | 86.2211 | 86.2211
2018-02-17 23:00 | 86.2226 | 86.2226 | 86.2226
2018-02-18 | 86.2364 | 86.2364 | 86.2364
2018-02-18 01:00 | 86.3188 | 86.3188 | 86.3188
2018-02-18 02:00 | 86.2119 | 86.2119 | 86.2119
2018-02-18 03:00 | 86.1845 | 86.1845 | 86.1845
2018-02-18 04:00 | 86.2455 | 86.2455 | 86.2455
2018-02-18 05:00 | 86.2333 | 86.2333 | 86.2333
2018-02-18 06:00 | 86.2776 | 86.2776 | 86.2776
2018-02-18 07:00 | 86.2867 | 86.2867 | 86.2867
2018-02-18 08:00 | 86.2989 | 86.2989 | 86.2989
2018-02-18 09:00 | 86.2867 | 86.2867 | 86.2867
2018-02-18 10:00 | 86.2882 | 86.2882 | 86.2882
2018-02-18 11:00 | 86.1845 | 86.1845 | 86.1845
2018-02-18 12:00 | 86.1418 | 86.1418 | 86.1418
2018-02-18 13:00 | 86.1479 | 86.1479 | 86.1479
2018-02-18 14:00 | 86.1112 | 86.1112 | 86.1112
2018-02-18 15:00 | 86.2455 | 86.2455 | 86.2455
2018-02-18 16:00 | 86.3447 | 86.3447 | 86.3447
2018-02-18 17:00 | 86.4805 | 86.4805 | 86.4805
2018-02-18 18:00 | 86.4332 | 86.4332 | 86.4332
2018-02-18 19:00 | 85.6794 | 85.6794 | 85.6794
2018-02-18 20:00 | 86.3294 | 86.3294 | 86.3294
2018-02-18 21:00 | 86.3569 | 86.3569 | 86.3569
2018-02-18 22:00 | 86.4881 | 86.4881 | 86.4881
2018-02-18 23:00 | 86.4332 | 86.4332 | 86.4332
2018-02-19 | 86.4088 | 86.4088 | 86.4088
2018-02-19 01:00 | 86.0426 | 86.0426 | 86.0426
2018-02-19 02:00 | 86.392 | 86.392 | 86.392
2018-02-19 03:00 | 86.2776 | 86.2776 | 86.2776
2018-02-19 04:00 | 86.5034 | 86.5034 | 86.5034
2018-02-19 05:00 | 86.3661 | 86.3661 | 86.3661
2018-02-19 06:00 | 86.2898 | 86.2898 | 86.2898
2018-02-19 07:00 | 86.2043 | 86.2043 | 86.2043
2018-02-19 08:00 | 86.3355 | 86.3355 | 86.3355
2018-02-19 09:00 | 86.3798 | 86.3798 | 86.3798
2018-02-19 10:00 | 86.2272 | 86.2272 | 86.2272
2018-02-19 11:00 | 86.2119 | 86.2119 | 86.2119
2018-02-19 12:00 | 86.389 | 86.389 | 86.389
2018-02-19 13:00 | 86.4027 | 86.4027 | 86.4027
2018-02-19 14:00 | 86.3783 | 86.3783 | 86.3783
2018-02-19 15:00 | 86.3355 | 86.3355 | 86.3355
2018-02-19 16:00 | 86.3493 | 86.3493 | 86.3493
2018-02-19 17:00 | 86.244 | 86.244 | 86.244
2018-02-19 18:00 | 86.3142 | 86.3142 | 86.3142
2018-02-19 19:00 | 86.2089 | 86.2089 | 86.2089
2018-02-19 20:00 | 86.2181 | 86.2181 | 86.2181
2018-02-19 21:00 | 86.1494 | 86.1494 | 86.1494
2018-02-19 22:00 | 86.2593 | 86.2593 | 86.2593
2018-02-19 23:00 | 86.4424 | 86.4424 | 86.4424
2018-02-20 | 86.4637 | 86.4637 | 86.4637
2018-02-20 01:00 | 86.5629 | 86.5629 | 86.5629
2018-02-20 02:00 | 86.3706 | 86.3706 | 86.3706
2018-02-20 03:00 | 86.3523 | 86.3523 | 86.3523
2018-02-20 04:00 | 86.3676 | 86.3676 | 86.3676
2018-02-20 05:00 | 86.4027 | 86.4027 | 86.4027
2018-02-20 06:00 | 86.4652 | 86.4652 | 86.4652
2018-02-20 07:00 | 86.4012 | 86.4012 | 86.4012
2018-02-20 08:00 | 86.4515 | 86.4515 | 86.4515
2018-02-20 09:00 | 86.2028 | 86.2028 | 86.2028
2018-02-20 10:00 | 86.2715 | 86.2715 | 86.2715
2018-02-20 11:00 | 86.7567 | 86.7567 | 86.7567
2018-02-20 12:00 | 86.6194 | 86.6194 | 86.6194
2018-02-20 13:00 | 86.6377 | 86.6377 | 86.6377
2018-02-20 14:00 | 86.8757 | 86.8757 | 86.8757
2018-02-20 15:00 | 86.7994 | 86.7994 | 86.7994
2018-02-20 16:00 | 86.7674 | 86.7674 | 86.7674
2018-02-20 17:00 | 86.7384 | 86.7384 | 86.7384
2018-02-20 18:00 | 86.7124 | 86.7124 | 86.7124
2018-02-20 19:00 | 86.8376 | 86.8376 | 86.8376
2018-02-20 20:00 | 86.627 | 86.627 | 86.627
2018-02-20 21:00 | 86.6239 | 86.6239 | 86.6239
2018-02-20 22:00 | 86.714 | 86.714 | 86.714
2018-02-20 23:00 | 86.8971 | 86.8971 | 86.8971
2018-02-21 | 0 | 0 | 0
2018-02-21 01:00 | 0 | 0 | 0
2018-02-21 02:00 | 0 | 0 | 0
2018-02-21 03:00 | 0 | 0 | 0
2018-02-21 04:00 | 0 | 0 | 0
2018-02-21 05:00 | 0 | 0 | 0
2018-02-21 06:00 | 0 | 0 | 0
2018-02-21 07:00 | 0 | 0 | 0
2018-02-21 08:00 | 0 | 0 | 0
2018-02-21 09:00 | 0 | 0 | 0
2018-02-21 10:00 | 0 | 0 | 0
2018-02-21 11:00 | 0 | 0 | 0
2018-02-21 12:00 | 0 | 0 | 0
2018-02-21 13:00 | 0 | 0 | 0
2018-02-21 14:00 | 0 | 0 | 0
2018-02-21 15:00 | 0 | 0 | 0
2018-02-21 16:00 | 0 | 0 | 0
2018-02-21 17:00 | 0 | 0 | 0
2018-02-21 18:00 | 0 | 0 | 0
2018-02-21 19:00 | 0 | 0 | 0
2018-02-21 20:00 | 0 | 0 | 0
2018-02-21 21:00 | 0 | 0 | 0
2018-02-21 22:00 | 0 | 0 | 0
2018-02-21 23:00 | 0 | 0 | 0
2018-02-22 | 86.5492 | 86.5492 | 86.5492
2018-02-22 01:00 | 86.7201 | 86.7201 | 86.7201
2018-02-22 02:00 | 86.5095 | 86.5095 | 86.5095
2018-02-22 03:00 | 86.4576 | 86.4576 | 86.4576
2018-02-22 04:00 | 86.6316 | 86.6316 | 86.6316
2018-02-22 05:00 | 86.569 | 86.569 | 86.569
2018-02-22 06:00 | 86.6468 | 86.6468 | 86.6468
2018-02-22 07:00 | 86.6361 | 86.6361 | 86.6361
2018-02-22 08:00 | 86.6819 | 86.6819 | 86.6819
2018-02-22 09:00 | 86.7094 | 86.7094 | 86.7094
2018-02-22 10:00 | 86.7933 | 86.7933 | 86.7933
2018-02-22 11:00 | 86.8009 | 86.8009 | 86.8009
2018-02-22 12:00 | 86.6728 | 86.6728 | 86.6728
2018-02-22 13:00 | 86.6316 | 86.6316 | 86.6316
2018-02-22 14:00 | 86.6316 | 86.6316 | 86.6316
2018-02-22 15:00 | 86.6636 | 86.6636 | 86.6636
2018-02-22 16:00 | 86.5568 | 86.5568 | 86.5568
2018-02-22 17:00 | 86.6865 | 86.6865 | 86.6865
2018-02-22 18:00 | 86.7262 | 86.7262 | 86.7262
2018-02-22 19:00 | 86.5187 | 86.5187 | 86.5187
2018-02-22 20:00 | 86.5766 | 86.5766 | 86.5766
2018-02-22 21:00 | 86.6194 | 86.6194 | 86.6194
2018-02-22 22:00 | 86.6743 | 86.6743 | 86.6743
2018-02-22 23:00 | 86.5644 | 86.5644 | 86.5644
2018-02-23 | 86.2226 | 86.2226 | 86.2226
2018-02-23 01:00 | 86.1128 | 86.1128 | 86.1128
2018-02-23 02:00 | 86.2791 | 86.2791 | 86.2791
2018-02-23 03:00 | 86.0014 | 86.0014 | 86.0014
2018-02-23 04:00 | 86.0533 | 86.0533 | 86.0533
2018-02-23 05:00 | 86.2257 | 86.2257 | 86.2257
2018-02-23 06:00 | 86.4332 | 86.4332 | 86.4332
2018-02-23 07:00 | 86.5873 | 86.5873 | 86.5873
2018-02-23 08:00 | 86.3691 | 86.3691 | 86.3691
2018-02-23 09:00 | 86.334 | 86.334 | 86.334
2018-02-23 10:00 | 86.5126 | 86.5126 | 86.5126
2018-02-23 11:00 | 86.5003 | 86.5003 | 86.5003
2018-02-23 12:00 | 86.7002 | 86.7002 | 86.7002
2018-02-23 13:00 | 86.363 | 86.363 | 86.363
2018-02-23 14:00 | 86.4408 | 86.4408 | 86.4408
2018-02-23 15:00 | 86.2943 | 86.2943 | 86.2943
2018-02-23 16:00 | 86.3706 | 86.3706 | 86.3706
2018-02-23 17:00 | 86.2882 | 86.2882 | 86.2882
2018-02-23 18:00 | 86.1875 | 86.1875 | 86.1875
2018-02-23 19:00 | 86.099 | 86.099 | 86.099
2018-02-23 20:00 | 86.1997 | 86.1997 | 86.1997
2018-02-23 21:00 | 86.3767 | 86.3767 | 86.3767
2018-02-23 22:00 | 86.3691 | 86.3691 | 86.3691
2018-02-23 23:00 | 86.4012 | 86.4012 | 86.4012
2018-02-24 | 86.0121 | 86.0121 | 86.0121
2018-02-24 01:00 | 85.919 | 85.919 | 85.919
2018-02-24 02:00 | 86.0533 | 86.0533 | 86.0533
2018-02-24 03:00 | 86.1677 | 86.1677 | 86.1677
2018-02-24 04:00 | 86.3081 | 86.3081 | 86.3081
2018-02-24 05:00 | 86.2562 | 86.2562 | 86.2562
2018-02-24 06:00 | 86.1234 | 86.1234 | 86.1234
2018-02-24 07:00 | 86.1906 | 86.1906 | 86.1906
2018-02-24 08:00 | 86.36 | 86.36 | 86.36
2018-02-24 09:00 | 86.4912 | 86.4912 | 86.4912
2018-02-24 10:00 | 86.1982 | 86.1982 | 86.1982
2018-02-24 11:00 | 86.1707 | 86.1707 | 86.1707
2018-02-24 12:00 | 86.5019 | 86.5019 | 86.5019
2018-02-24 13:00 | 86.6148 | 86.6148 | 86.6148
2018-02-24 14:00 | 86.4439 | 86.4439 | 86.4439
2018-02-24 15:00 | 86.5522 | 86.5522 | 86.5522
2018-02-24 16:00 | 86.5644 | 86.5644 | 86.5644
2018-02-24 17:00 | 86.7445 | 86.7445 | 86.7445
2018-02-24 18:00 | 86.4668 | 86.4668 | 86.4668
2018-02-24 19:00 | 86.3661 | 86.3661 | 86.3661
2018-02-24 20:00 | 86.1173 | 86.1173 | 86.1173
2018-02-24 21:00 | 86.1555 | 86.1555 | 86.1555
2018-02-24 22:00 | 86.2211 | 86.2211 | 86.2211
2018-02-24 23:00 | 86.2226 | 86.2226 | 86.2226
2018-02-25 | 86.2364 | 86.2364 | 86.2364
2018-02-25 01:00 | 86.3188 | 86.3188 | 86.3188
2018-02-25 02:00 | 86.2119 | 86.2119 | 86.2119
2018-02-25 03:00 | 86.1845 | 86.1845 | 86.1845
2018-02-25 04:00 | 86.2455 | 86.2455 | 86.2455
2018-02-25 05:00 | 86.2333 | 86.2333 | 86.2333
2018-02-25 06:00 | 86.2776 | 86.2776 | 86.2776
2018-02-25 07:00 | 86.2867 | 86.2867 | 86.2867
2018-02-25 08:00 | 86.2989 | 86.2989 | 86.2989
2018-02-25 09:00 | 86.2867 | 86.2867 | 86.2867
2018-02-25 10:00 | 86.2882 | 86.2882 | 86.2882
2018-02-25 11:00 | 86.1845 | 86.1845 | 86.1845
2018-02-25 12:00 | 86.1418 | 86.1418 | 86.1418
2018-02-25 13:00 | 86.1479 | 86.1479 | 86.1479
2018-02-25 14:00 | 86.1112 | 86.1112 | 86.1112
2018-02-25 15:00 | 86.2455 | 86.2455 | 86.2455
2018-02-25 16:00 | 86.3447 | 86.3447 | 86.3447
2018-02-25 17:00 | 86.4805 | 86.4805 | 86.4805
2018-02-25 18:00 | 86.4332 | 86.4332 | 86.4332
2018-02-25 19:00 | 85.6794 | 85.6794 | 85.6794
2018-02-25 20:00 | 86.3294 | 86.3294 | 86.3294
2018-02-25 21:00 | 86.3569 | 86.3569 | 86.3569
2018-02-25 22:00 | 86.4881 | 86.4881 | 86.4881
2018-02-25 23:00 | 86.4332 | 86.4332 | 86.4332
2018-02-26 | 86.4088 | 86.4088 | 86.4088
2018-02-26 01:00 | 86.0426 | 86.0426 | 86.0426
2018-02-26 02:00 | 86.392 | 86.392 | 86.392
2018-02-26 03:00 | 86.2776 | 86.2776 | 86.2776
2018-02-26 04:00 | 86.5034 | 86.5034 | 86.5034
2018-02-26 05:00 | 86.3661 | 86.3661 | 86.3661
2018-02-26 06:00 | 86.2898 | 86.2898 | 86.2898
2018-02-26 07:00 | 86.2043 | 86.2043 | 86.2043
2018-02-26 08:00 | 86.3355 | 86.3355 | 86.3355
2018-02-26 09:00 | 86.3798 | 86.3798 | 86.3798
2018-02-26 10:00 | 86.2272 | 86.2272 | 86.2272
2018-02-26 11:00 | 86.2119 | 86.2119 | 86.2119
2018-02-26 12:00 | 86.389 | 86.389 | 86.389
2018-02-26 13:00 | 86.4027 | 86.4027 | 86.4027
2018-02-26 14:00 | 86.3783 | 86.3783 | 86.3783
2018-02-26 15:00 | 86.3355 | 86.3355 | 86.3355
2018-02-26 16:00 | 86.3493 | 86.3493 | 86.3493
2018-02-26 17:00 | 86.244 | 86.244 | 86.244
2018-02-26 18:00 | 86.3142 | 86.3142 | 86.3142
2018-02-26 19:00 | 86.2089 | 86.2089 | 86.2089
2018-02-26 20:00 | 86.2181 | 86.2181 | 86.2181
2018-02-26 21:00 | 86.1494 | 86.1494 | 86.1494
2018-02-26 22:00 | 86.2593 | 86.2593 | 86.2593
2018-02-26 23:00 | 86.4424 | 86.4424 | 86.4424
2018-02-27 | 86.4637 | 86.4637 | 86.4637
2018-02-27 01:00 | 86.5629 | 86.5629 | 86.5629
2018-02-27 02:00 | 86.3706 | 86.3706 | 86.3706
2018-02-27 03:00 | 86.3523 | 86.3523 | 86.3523
2018-02-27 04:00 | 86.3676 | 86.3676 | 86.3676
2018-02-27 05:00 | 86.4027 | 86.4027 | 86.4027
2018-02-27 06:00 | 86.4652 | 86.4652 | 86.4652
2018-02-27 07:00 | 86.4012 | 86.4012 | 86.4012
2018-02-27 08:00 | 86.4515 | 86.4515 | 86.4515
2018-02-27 09:00 | 86.2028 | 86.2028 | 86.2028
2018-02-27 10:00 | 86.2715 | 86.2715 | 86.2715
2018-02-27 11:00 | 86.7567 | 86.7567 | 86.7567
2018-02-27 12:00 | 86.6194 | 86.6194 | 86.6194
2018-02-27 13:00 | 86.6377 | 86.6377 | 86.6377
2018-02-27 14:00 | 86.8757 | 86.8757 | 86.8757
2018-02-27 15:00 | 86.7994 | 86.7994 | 86.7994
2018-02-27 16:00 | 86.7674 | 86.7674 | 86.7674
2018-02-27 17:00 | 86.7384 | 86.7384 | 86.7384
2018-02-27 18:00 | 86.7124 | 86.7124 | 86.7124
2018-02-27 19:00 | 86.8376 | 86.8376 | 86.8376
2018-02-27 20:00 | 86.627 | 86.627 | 86.627
2018-02-27 21:00 | 86.6239 | 86.6239 | 86.6239
2018-02-27 22:00 | 86.714 | 86.714 | 86.714
2018-02-27 23:00 | 86.8971 | 86.8971 | 86.8971
2018-02-28 | 0 | 0 | 0
2018-02-28 01:00 | 0 | 0 | 0
2018-02-28 02:00 | 0 | 0 | 0
2018-02-28 03:00 | 0 | 0 | 0
2018-02-28 04:00 | 0 | 0 | 0
2018-02-28 05:00 | 0 | 0 | 0
2018-02-28 06:00 | 0 | 0 | 0
2018-02-28 07:00 | 0 | 0 | 0
2018-02-28 08:00 | 0 | 0 | 0
2018-02-28 09:00 | 0 | 0 | 0
2018-02-28 10:00 | 0 | 0 | 0
2018-02-28 11:00 | 0 | 0 | 0
2018-02-28 12:00 | 0 | 0 | 0
2018-02-28 13:00 | 0 | 0 | 0
2018-02-28 14:00 | 0 | 0 | 0
2018-02-28 15:00 | 0 | 0 | 0
2018-02-28 16:00 | 0 | 0 | 0
2018-02-28 17:00 | 0 | 0 | 0
2018-02-28 18:00 | 0 | 0 | 0
2018-02-28 19:00 | 0 | 0 | 0
2018-02-28 20:00 | 0 | 0 | 0
2018-02-28 21:00 | 0 | 0 | 0
2018-02-28 22:00 | 0 | 0 | 0
2018-02-28 23:00 | 0 | 0 | 0
2018-03-01 | 86.5492 | 86.5492 | 86.5492
2018-03-01 01:00 | 86.7201 | 86.7201 | 86.7201
2018-03-01 02:00 | 86.5095 | 86.5095 | 86.5095
2018-03-01 03:00 | 86.4576 | 86.4576 | 86.4576
2018-03-01 04:00 | 86.6316 | 86.6316 | 86.6316
2018-03-01 05:00 | 86.569 | 86.569 | 86.569
2018-03-01 06:00 | 86.6468 | 86.6468 | 86.6468
2018-03-01 07:00 | 86.6361 | 86.6361 | 86.6361
2018-03-01 08:00 | 86.6819 | 86.6819 | 86.6819
2018-03-01 09:00 | 86.7094 | 86.7094 | 86.7094
2018-03-01 10:00 | 86.7933 | 86.7933 | 86.7933
2018-03-01 11:00 | 86.8009 | 86.8009 | 86.8009
2018-03-01 12:00 | 86.6728 | 86.6728 | 86.6728
2018-03-01 13:00 | 86.6316 | 86.6316 | 86.6316
2018-03-01 14:00 | 86.6316 | 86.6316 | 86.6316
2018-03-01 15:00 | 86.6636 | 86.6636 | 86.6636
2018-03-01 16:00 | 86.5568 | 86.5568 | 86.5568
2018-03-01 17:00 | 86.6865 | 86.6865 | 86.6865
2018-03-01 18:00 | 86.7262 | 86.7262 | 86.7262
2018-03-01 19:00 | 86.5187 | 86.5187 | 86.5187
2018-03-01 20:00 | 86.5766 | 86.5766 | 86.5766
2018-03-01 21:00 | 86.6194 | 86.6194 | 86.6194
2018-03-01 22:00 | 86.6743 | 86.6743 | 86.6743
2018-03-01 23:00 | 86.5644 | 86.5644 | 86.5644
2018-03-02 | 86.2226 | 86.2226 | 86.2226
2018-03-02 01:00 | 86.1128 | 86.1128 | 86.1128
2018-03-02 02:00 | 86.2791 | 86.2791 | 86.2791
2018-03-02 03:00 | 86.0014 | 86.0014 | 86.0014
2018-03-02 04:00 | 86.0533 | 86.0533 | 86.0533
2018-03-02 05:00 | 86.2257 | 86.2257 | 86.2257
2018-03-02 06:00 | 86.4332 | 86.4332 | 86.4332
2018-03-02 07:00 | 86.5873 | 86.5873 | 86.5873
2018-03-02 08:00 | 86.3691 | 86.3691 | 86.3691
2018-03-02 09:00 | 86.334 | 86.334 | 86.334
2018-03-02 10:00 | 86.5126 | 86.5126 | 86.5126
2018-03-02 11:00 | 86.5003 | 86.5003 | 86.5003
2018-03-02 12:00 | 86.7002 | 86.7002 | 86.7002
2018-03-02 13:00 | 86.363 | 86.363 | 86.363
2018-03-02 14:00 | 86.4408 | 86.4408 | 86.4408
2018-03-02 15:00 | 86.2943 | 86.2943 | 86.2943
2018-03-02 16:00 | 86.3706 | 86.3706 | 86.3706
2018-03-02 17:00 | 86.2882 | 86.2882 | 86.2882
2018-03-02 18:00 | 86.1875 | 86.1875 | 86.1875
2018-03-02 19:00 | 86.099 | 86.099 | 86.099
2018-03-02 20:00 | 86.1997 | 86.1997 | 86.1997
2018-03-02 21:00 | 86.3767 | 86.3767 | 86.3767
2018-03-02 22:00 | 86.3691 | 86.3691 | 86.3691
2018-03-02 23:00 | 86.4012 | 86.4012 | 86.4012
2018-03-03 | 86.0121 | 86.0121 | 86.0121
2018-03-03 01:00 | 85.919 | 85.919 | 85.919
2018-03-03 02:00 | 86.0533 | 86.0533 | 86.0533
2018-03-03 03:00 | 86.1677 | 86.1677 | 86.1677
2018-03-03 04:00 | 86.3081 | 86.3081 | 86.3081
2018-03-03 05:00 | 86.2562 | 86.2562 | 86.2562
2018-03-03 06:00 | 86.1234 | 86.1234 | 86.1234
2018-03-03 07:00 | 86.1906 | 86.1906 | 86.1906
2018-03-03 08:00 | 86.36 | 86.36 | 86.36
2018-03-03 09:00 | 86.4912 | 86.4912 | 86.4912
2018-03-03 10:00 | 86.1982 | 86.1982 | 86.1982
2018-03-03 11:00 | 86.1707 | 86.1707 | 86.1707
2018-03-03 12:00 | 86.5019 | 86.5019 | 86.5019
2018-03-03 13:00 | 86.6148 | 86.6148 | 86.6148
2018-03-03 14:00 | 86.4439 | 86.4439 | 86.4439
2018-03-03 15:00 | 86.5522 | 86.5522 | 86.5522
2018-03-03 16:00 | 86.5644 | 86.5644 | 86.5644
2018-03-03 17:00 | 86.7445 | 86.7445 | 86.7445
2018-03-03 18:00 | 86.4668 | 86.4668 | 86.4668
2018-03-03 19:00 | 86.3661 | 86.3661 | 86.3661
2018-03-03 20:00 | 86.1173 | 86.1173 | 86.1173
2018-03-03 21:00 | 86.1555 | 86.1555 | 86.1555
2018-03-03 22:00 | 86.2211 | 86.2211 | 86.2211
2018-03-03 23:00 | 86.2226 | 86.2226 | 86.2226
2018-03-04 | 86.2364 | 86.2364 | 86.2364
2018-03-04 01:00 | 86.3188 | 86.3188 | 86.3188
2018-03-04 02:00 | 86.2119 | 86.2119 | 86.2119
2018-03-04 03:00 | 86.1845 | 86.1845 | 86.1845
2018-03-04 04:00 | 86.2455 | 86.2455 | 86.2455
2018-03-04 05:00 | 86.2333 | 86.2333 | 86.2333
2018-03-04 06:00 | 86.2776 | 86.2776 | 86.2776
2018-03-04 07:00 | 86.2867 | 86.2867 | 86.2867
2018-03-04 08:00 | 86.2989 | 86.2989 | 86.2989
2018-03-04 09:00 | 86.2867 | 86.2867 | 86.2867
2018-03-04 10:00 | 86.2882 | 86.2882 | 86.2882
2018-03-04 11:00 | 86.1845 | 86.1845 | 86.1845
2018-03-04 12:00 | 86.1418 | 86.1418 | 86.1418
2018-03-04 13:00 | 86.1479 | 86.1479 | 86.1479
2018-03-04 14:00 | 86.1112 | 86.1112 | 86.1112
2018-03-04 15:00 | 86.2455 | 86.2455 | 86.2455
2018-03-04 16:00 | 86.3447 | 86.3447 | 86.3447
2018-03-04 17:00 | 86.4805 | 86.4805 | 86.4805
2018-03-04 18:00 | 86.4332 | 86.4332 | 86.4332
2018-03-04 19:00 | 85.6794 | 85.6794 | 85.6794
2018-03-04 20:00 | 86.3294 | 86.3294 | 86.3294
2018-03-04 21:00 | 86.3569 | 86.3569 | 86.3569
2018-03-04 22:00 | 86.4881 | 86.4881 | 86.4881
2018-03-04 23:00 | 86.4332 | 86.4332 | 86.4332
2018-03-05 | 86.4088 | 86.4088 | 86.4088
2018-03-05 01:00 | 86.0426 | 86.0426 | 86.0426
2018-03-05 02:00 | 86.392 | 86.392 | 86.392
2018-03-05 03:00 | 86.2776 | 86.2776 | 86.2776
2018-03-05 04:00 | 86.5034 | 86.5034 | 86.5034
2018-03-05 05:00 | 86.3661 | 86.3661 | 86.3661
2018-03-05 06:00 | 86.2898 | 86.2898 | 86.2898
2018-03-05 07:00 | 86.2043 | 86.2043 | 86.2043
2018-03-05 08:00 | 86.3355 | 86.3355 | 86.3355
2018-03-05 09:00 | 86.3798 | 86.3798 | 86.3798
2018-03-05 10:00 | 86.2272 | 86.2272 | 86.2272
2018-03-05 11:00 | 86.2119 | 86.2119 | 86.2119
2018-03-05 12:00 | 86.389 | 86.389 | 86.389
2018-03-05 13:00 | 86.4027 | 86.4027 | 86.4027
2018-03-05 14:00 | 86.3783 | 86.3783 | 86.3783
2018-03-05 15:00 | 86.3355 | 86.3355 | 86.3355
2018-03-05 16:00 | 86.3493 | 86.3493 | 86.3493
2018-03-05 17:00 | 86.244 | 86.244 | 86.244
2018-03-05 18:00 | 86.3142 | 86.3142 | 86.3142
2018-03-05 19:00 | 86.2089 | 86.2089 | 86.2089
2018-03-05 20:00 | 86.2181 | 86.2181 | 86.2181
2018-03-05 21:00 | 86.1494 | 86.1494 | 86.1494
2018-03-05 22:00 | 86.2593 | 86.2593 | 86.2593
2018-03-05 23:00 | 86.4424 | 86.4424 | 86.4424
2018-03-06 | 86.4637 | 86.4637 | 86.4637
2018-03-06 01:00 | 86.5629 | 86.5629 | 86.5629
2018-03-06 02:00 | 86.3706 | 86.3706 | 86.3706
2018-03-06 03:00 | 86.3523 | 86.3523 | 86.3523
2018-03-06 04:00 | 86.3676 | 86.3676 | 86.3676
2018-03-06 05:00 | 86.4027 | 86.4027 | 86.4027
2018-03-06 06:00 | 86.4652 | 86.4652 | 86.4652
2018-03-06 07:00 | 86.4012 | 86.4012 | 86.4012
2018-03-06 08:00 | 86.4515 | 86.4515 | 86.4515
2018-03-06 09:00 | 86.2028 | 86.2028 | 86.2028
2018-03-06 10:00 | 86.2715 | 86.2715 | 86.2715
2018-03-06 11:00 | 86.7567 | 86.7567 | 86.7567
2018-03-06 12:00 | 86.6194 | 86.6194 | 86.6194
2018-03-06 13:00 | 86.6377 | 86.6377 | 86.6377
2018-03-06 14:00 | 86.8757 | 86.8757 | 86.8757
2018-03-06 15:00 | 86.7994 | 86.7994 | 86.7994
2018-03-06 16:00 | 86.7674 | 86.7674 | 86.7674
2018-03-06 17:00 | 86.7384 | 86.7384 | 86.7384
2018-03-06 18:00 | 86.7124 | 86.7124 | 86.7124
2018-03-06 19:00 | 86.8376 | 86.8376 | 86.8376
2018-03-06 20:00 | 86.627 | 86.627 | 86.627
2018-03-06 21:00 | 86.6239 | 86.6239 | 86.6239
2018-03-06 22:00 | 86.714 | 86.714 | 86.714
2018-03-06 23:00 | 86.8971 | 86.8971 | 86.8971
2018-03-07 | 0 | 0 | 0
2018-03-07 01:00 | 0 | 0 | 0
2018-03-07 02:00 | 0 | 0 | 0
2018-03-07 03:00 | 0 | 0 | 0
2018-03-07 04:00 | 0 | 0 | 0
2018-03-07 05:00 | 0 | 0 | 0
2018-03-07 06:00 | 0 | 0 | 0
2018-03-07 07:00 | 0 | 0 | 0
2018-03-07 08:00 | 0 | 0 | 0
2018-03-07 09:00 | 0 | 0 | 0
2018-03-07 10:00 | 0 | 0 | 0
2018-03-07 11:00 | 0 | 0 | 0
2018-03-07 12:00 | 0 | 0 | 0
2018-03-07 13:00 | 0 | 0 | 0
2018-03-07 14:00 | 0 | 0 | 0
2018-03-07 15:00 | 0 | 0 | 0
2018-03-07 16:00 | 0 | 0 | 0
2018-03-07 17:00 | 0 | 0 | 0
2018-03-07 18:00 | 0 | 0 | 0
2018-03-07 19:00 | 0 | 0 | 0
2018-03-07 20:00 | 0 | 0 | 0
2018-03-07 21:00 | 0 | 0 | 0
2018-03-07 22:00 | 0 | 0 | 0
2018-03-07 23:00 | 0 | 0 | 0
2018-03-08 | 86.5492 | 86.5492 | 86.5492
2018-03-08 01:00 | 86.7201 | 86.7201 | 86.7201
2018-03-08 02:00 | 86.5095 | 86.5095 | 86.5095
2018-03-08 03:00 | 86.4576 | 86.4576 | 86.4576
2018-03-08 04:00 | 86.6316 | 86.6316 | 86.6316
2018-03-08 05:00 | 86.569 | 86.569 | 86.569
2018-03-08 06:00 | 86.6468 | 86.6468 | 86.6468
2018-03-08 07:00 | 86.6361 | 86.6361 | 86.6361
2018-03-08 08:00 | 86.6819 | 86.6819 | 86.6819
2018-03-08 09:00 | 86.7094 | 86.7094 | 86.7094
2018-03-08 10:00 | 86.7933 | 86.7933 | 86.7933
2018-03-08 11:00 | 86.8009 | 86.8009 | 86.8009
2018-03-08 12:00 | 86.6728 | 86.6728 | 86.6728
2018-03-08 13:00 | 86.6316 | 86.6316 | 86.6316
2018-03-08 14:00 | 86.6316 | 86.6316 | 86.6316
2018-03-08 15:00 | 86.6636 | 86.6636 | 86.6636
2018-03-08 16:00 | 86.5568 | 86.5568 | 86.5568
2018-03-08 17:00 | 86.6865 | 86.6865 | 86.6865
2018-03-08 18:00 | 86.7262 | 86.7262 | 86.7262
2018-03-08 19:00 | 86.5187 | 86.5187 | 86.5187
2018-03-08 20:00 | 86.5766 | 86.5766 | 86.5766
2018-03-08 21:00 | 86.6194 | 86.6194 | 86.6194
2018-03-08 22:00 | 86.6743 | 86.6743 | 86.6743
2018-03-08 23:00 | 86.5644 | 86.5644 | 86.5644
2018-03-09 | 86.2226 | 86.2226 | 86.2226
2018-03-09 01:00 | 86.1128 | 86.1128 | 86.1128
2018-03-09 02:00 | 86.2791 | 86.2791 | 86.2791
2018-03-09 03:00 | 86.0014 | 86.0014 | 86.0014
2018-03-09 04:00 | 86.0533 | 86.0533 | 86.0533
2018-03-09 05:00 | 86.2257 | 86.2257 | 86.2257
2018-03-09 06:00 | 86.4332 | 86.4332 | 86.4332
2018-03-09 07:00 | 86.5873 | 86.5873 | 86.5873
2018-03-09 08:00 | 86.3691 | 86.3691 | 86.3691
2018-03-09 09:00 | 86.334 | 86.334 | 86.334
2018-03-09 10:00 | 86.5126 | 86.5126 | 86.5126
2018-03-09 11:00 | 86.5003 | 86.5003 | 86.5003
2018-03-09 12:00 | 86.7002 | 86.7002 | 86.7002
2018-03-09 13:00 | 86.363 | 86.363 | 86.363
2018-03-09 14:00 | 86.4408 | 86.4408 | 86.4408
2018-03-09 15:00 | 86.2943 | 86.2943 | 86.2943
2018-03-09 16:00 | 86.3706 | 86.3706 | 86.3706
2018-03-09 17:00 | 86.2882 | 86.2882 | 86.2882
2018-03-09 18:00 | 86.1875 | 86.1875 | 86.1875
2018-03-09 19:00 | 86.099 | 86.099 | 86.099
2018-03-09 20:00 | 86.1997 | 86.1997 | 86.1997
2018-03-09 21:00 | 86.3767 | 86.3767 | 86.3767
2018-03-09 22:00 | 86.3691 | 86.3691 | 86.3691
2018-03-09 23:00 | 86.4012 | 86.4012 | 86.4012
2018-03-10 | 86.0121 | 86.0121 | 86.0121
2018-03-10 01:00 | 85.919 | 85.919 | 85.919
2018-03-10 02:00 | 86.0533 | 86.0533 | 86.0533
2018-03-10 03:00 | 86.1677 | 86.1677 | 86.1677
2018-03-10 04:00 | 86.3081 | 86.3081 | 86.3081
2018-03-10 05:00 | 86.2562 | 86.2562 | 86.2562
2018-03-10 06:00 | 86.1234 | 86.1234 | 86.1234
2018-03-10 07:00 | 86.1906 | 86.1906 | 86.1906
2018-03-10 08:00 | 86.36 | 86.36 | 86.36
2018-03-10 09:00 | 86.4912 | 86.4912 | 86.4912
2018-03-10 10:00 | 86.1982 | 86.1982 | 86.1982
2018-03-10 11:00 | 86.1707 | 86.1707 | 86.1707
2018-03-10 12:00 | 86.5019 | 86.5019 | 86.5019
2018-03-10 13:00 | 86.6148 | 86.6148 | 86.6148
2018-03-10 14:00 | 86.4439 | 86.4439 | 86.4439
2018-03-10 15:00 | 86.5522 | 86.5522 | 86.5522
2018-03-10 16:00 | 86.5644 | 86.5644 | 86.5644
2018-03-10 17:00 | 86.7445 | 86.7445 | 86.7445
2018-03-10 18:00 | 86.4668 | 86.4668 | 86.4668
2018-03-10 19:00 | 86.3661 | 86.3661 | 86.3661
2018-03-10 20:00 | 86.1173 | 86.1173 | 86.1173
2018-03-10 21:00 | 86.1555 | 86.1555 | 86.1555
2018-03-10 22:00 | 86.2211 | 86.2211 | 86.2211
2018-03-10 23:00 | 86.2226 | 86.2226 | 86.2226
2018-03-11 | 86.2364 | 86.2364 | 86.2364
2018-03-11 01:00 | 86.3188 | 86.3188 | 86.3188
2018-03-11 02:00 | 86.2119 | 86.2119 | 86.2119
2018-03-11 03:00 | 86.1845 | 86.1845 | 86.1845
2018-03-11 04:00 | 86.2455 | 86.2455 | 86.2455
2018-03-11 05:00 | 86.2333 | 86.2333 | 86.2333
2018-03-11 06:00 | 86.2776 | 86.2776 | 86.2776
2018-03-11 07:00 | 86.2867 | 86.2867 | 86.2867
2018-03-11 08:00 | 86.2989 | 86.2989 | 86.2989
2018-03-11 09:00 | 86.2867 | 86.2867 | 86.2867
2018-03-11 10:00 | 86.2882 | 86.2882 | 86.2882
2018-03-11 11:00 | 86.1845 | 86.1845 | 86.1845
2018-03-11 12:00 | 86.1418 | 86.1418 | 86.1418
2018-03-11 13:00 | 86.1479 | 86.1479 | 86.1479
2018-03-11 14:00 | 86.1112 | 86.1112 | 86.1112
2018-03-11 15:00 | 86.2455 | 86.2455 | 86.2455
2018-03-11 16:00 | 86.3447 | 86.3447 | 86.3447
2018-03-11 17:00 | 86.4805 | 86.4805 | 86.4805
2018-03-11 18:00 | 86.4332 | 86.4332 | 86.4332
2018-03-11 19:00 | 85.6794 | 85.6794 | 85.6794
2018-03-11 20:00 | 86.3294 | 86.3294 | 86.3294
2018-03-11 21:00 | 86.3569 | 86.3569 | 86.3569
2018-03-11 22:00 | 86.4881 | 86.4881 | 86.4881
2018-03-11 23:00 | 86.4332 | 86.4332 | 86.4332
2018-03-12 | 86.4088 | 86.4088 | 86.4088
2018-03-12 01:00 | 86.0426 | 86.0426 | 86.0426
2018-03-12 02:00 | 86.392 | 86.392 | 86.392
2018-03-12 03:00 | 86.2776 | 86.2776 | 86.2776
2018-03-12 04:00 | 86.5034 | 86.5034 | 86.5034
2018-03-12 05:00 | 86.3661 | 86.3661 | 86.3661
2018-03-12 06:00 | 86.2898 | 86.2898 | 86.2898
2018-03-12 07:00 | 86.2043 | 86.2043 | 86.2043
2018-03-12 08:00 | 86.3355 | 86.3355 | 86.3355
2018-03-12 09:00 | 86.3798 | 86.3798 | 86.3798
2018-03-12 10:00 | 86.2272 | 86.2272 | 86.2272
2018-03-12 11:00 | 86.2119 | 86.2119 | 86.2119
2018-03-12 12:00 | 86.389 | 86.389 | 86.389
2018-03-12 13:00 | 86.4027 | 86.4027 | 86.4027
2018-03-12 14:00 | 86.3783 | 86.3783 | 86.3783
2018-03-12 15:00 | 86.3355 | 86.3355 | 86.3355
2018-03-12 16:00 | 86.3493 | 86.3493 | 86.3493
2018-03-12 17:00 | 86.244 | 86.244 | 86.244
2018-03-12 18:00 | 86.3142 | 86.3142 | 86.3142
2018-03-12 19:00 | 86.2089 | 86.2089 | 86.2089
2018-03-12 20:00 | 86.2181 | 86.2181 | 86.2181
2018-03-12 21:00 | 86.1494 | 86.1494 | 86.1494
2018-03-12 22:00 | 86.2593 | 86.2593 | 86.2593
2018-03-12 23:00 | 86.4424 | 86.4424 | 86.4424
2018-03-13 | 86.4637 | 86.4637 | 86.4637
2018-03-13 01:00 | 86.5629 | 86.5629 | 86.5629
2018-03-13 02:00 | 86.3706 | 86.3706 | 86.3706
2018-03-13 03:00 | 86.3523 | 86.3523 | 86.3523
2018-03-13 04:00 | 86.3676 | 86.3676 | 86.3676
2018-03-13 05:00 | 86.4027 | 86.4027 | 86.4027
2018-03-13 06:00 | 86.4652 | 86.4652 | 86.4652
2018-03-13 07:00 | 86.4012 | 86.4012 | 86.4012
2018-03-13 08:00 | 86.4515 | 86.4515 | 86.4515
2018-03-13 09:00 | 86.2028 | 86.2028 | 86.2028
2018-03-13 10:00 | 86.2715 | 86.2715 | 86.2715
2018-03-13 11:00 | 86.7567 | 86.7567 | 86.7567
2018-03-13 12:00 | 86.6194 | 86.6194 | 86.6194
2018-03-13 13:00 | 86.6377 | 86.6377 | 86.6377
2018-03-13 14:00 | 86.8757 | 86.8757 | 86.8757
2018-03-13 15:00 | 86.7994 | 86.7994 | 86.7994
2018-03-13 16:00 | 86.7674 | 86.7674 | 86.7674
2018-03-13 17:00 | 86.7384 | 86.7384 | 86.7384
2018-03-13 18:00 | 86.7124 | 86.7124 | 86.7124
2018-03-13 19:00 | 86.8376 | 86.8376 | 86.8376
2018-03-13 20:00 | 86.627 | 86.627 | 86.627
2018-03-13 21:00 | 86.6239 | 86.6239 | 86.6239
2018-03-13 22:00 | 86.714 | 86.714 | 86.714
2018-03-13 23:00 | 86.8971 | 86.8971 | 86.8971
2018-03-14 | 0 | 0 | 0
2018-03-14 01:00 | 0 | 0 | 0
2018-03-14 02:00 | 0 | 0 | 0
2018-03-14 03:00 | 0 | 0 | 0
2018-03-14 04:00 | 0 | 0 | 0
2018-03-14 05:00 | 0 | 0 | 0
2018-03-14 06:00 | 0 | 0 | 0
2018-03-14 07:00 | 0 | 0 | 0
2018-03-14 08:00 | 0 | 0 | 0
2018-03-14 09:00 | 0 | 0 | 0
2018-03-14 10:00 | 0 | 0 | 0
2018-03-14 11:00 | 0 | 0 | 0
2018-03-14 12:00 | 0 | 0 | 0
2018-03-14 13:00 | 0 | 0 | 0
2018-03-14 14:00 | 0 | 0 | 0
2018-03-14 15:00 | 0 | 0 | 0
2018-03-14 16:00 | 0 | 0 | 0
2018-03-14 17:00 | 0 | 0 | 0
2018-03-14 18:00 | 0 | 0 | 0
2018-03-14 19:00 | 0 | 0 | 0
2018-03-14 20:00 | 0 | 0 | 0
2018-03-14 21:00 | 0 | 0 | 0
2018-03-14 22:00 | 0 | 0 | 0
2018-03-14 23:00 | 0 | 0 | 0
2018-03-15 | 86.5492 | 86.5492 | 86.5492
2018-03-15 01:00 | 86.7201 | 86.7201 | 86.7201
2018-03-15 02:00 | 86.5095 | 86.5095 | 86.5095
2018-03-15 03:00 | 86.4576 | 86.4576 | 86.4576
2018-03-15 04:00 | 86.6316 | 86.6316 | 86.6316
2018-03-15 05:00 | 86.569 | 86.569 | 86.569
2018-03-15 06:00 | 86.6468 | 86.6468 | 86.6468
2018-03-15 07:00 | 86.6361 | 86.6361 | 86.6361
2018-03-15 08:00 | 86.6819 | 86.6819 | 86.6819
2018-03-15 09:00 | 86.7094 | 86.7094 | 86.7094
2018-03-15 10:00 | 86.7933 | 86.7933 | 86.7933
2018-03-15 11:00 | 86.8009 | 86.8009 | 86.8009
2018-03-15 12:00 | 86.6728 | 86.6728 | 86.6728
2018-03-15 13:00 | 86.6316 | 86.6316 | 86.6316
2018-03-15 14:00 | 86.6316 | 86.6316 | 86.6316
2018-03-15 15:00 | 86.6636 | 86.6636 | 86.6636
2018-03-15 16:00 | 86.5568 | 86.5568 | 86.5568
2018-03-15 17:00 | 86.6865 | 86.6865 | 86.6865
2018-03-15 18:00 | 86.7262 | 86.7262 | 86.7262
2018-03-15 19:00 | 86.5187 | 86.5187 | 86.5187
2018-03-15 20:00 | 86.5766 | 86.5766 | 86.5766
2018-03-15 21:00 | 86.6194 | 86.6194 | 86.6194
2018-03-15 22:00 | 86.6743 | 86.6743 | 86.6743
2018-03-15 23:00 | 86.5644 | 86.5644 | 86.5644
2018-03-16 | 86.2226 | 86.2226 | 86.2226
2018-03-16 01:00 | 86.1128 | 86.1128 | 86.1128
2018-03-16 02:00 | 86.2791 | 86.2791 | 86.2791
2018-03-16 03:00 | 86.0014 | 86.0014 | 86.0014
2018-03-16 04:00 | 86.0533 | 86.0533 | 86.0533
2018-03-16 05:00 | 86.2257 | 86.2257 | 86.2257
2018-03-16 06:00 | 86.4332 | 86.4332 | 86.4332
2018-03-16 07:00 | 86.5873 | 86.5873 | 86.5873
2018-03-16 08:00 | 86.3691 | 86.3691 | 86.3691
2018-03-16 09:00 | 86.334 | 86.334 | 86.334
2018-03-16 10:00 | 86.5126 | 86.5126 | 86.5126
2018-03-16 11:00 | 86.5003 | 86.5003 | 86.5003
2018-03-16 12:00 | 86.7002 | 86.7002 | 86.7002
2018-03-16 13:00 | 86.363 | 86.363 | 86.363
2018-03-16 14:00 | 86.4408 | 86.4408 | 86.4408
2018-03-16 15:00 | 86.2943 | 86.2943 | 86.2943
2018-03-16 16:00 | 86.3706 | 86.3706 | 86.3706
2018-03-16 17:00 | 86.2882 | 86.2882 | 86.2882
2018-03-16 18:00 | 86.1875 | 86.1875 | 86.1875
2018-03-16 19:00 | 86.099 | 86.099 | 86.099
2018-03-16 20:00 | 86.1997 | 86.1997 | 86.1997
2018-03-16 21:00 | 86.3767 | 86.3767 | 86.3767
2018-03-16 22:00 | 86.3691 | 86.3691 | 86.3691
2018-03-16 23:00 | 86.4012 | 86.4012 | 86.4012
2018-03-17 | 86.0121 | 86.0121 | 86.0121
2018-03-17 01:00 | 85.919 | 85.919 | 85.919
2018-03-17 02:00 | 86.0533 | 86.0533 | 86.0533
2018-03-17 03:00 | 86.1677 | 86.1677 | 86.1677
2018-03-17 04:00 | 86.3081 | 86.3081 | 86.3081
2018-03-17 05:00 | 86.2562 | 86.2562 | 86.2562
2018-03-17 06:00 | 86.1234 | 86.1234 | 86.1234
2018-03-17 07:00 | 86.1906 | 86.1906 | 86.1906
2018-03-17 08:00 | 86.36 | 86.36 | 86.36
2018-03-17 09:00 | 86.4912 | 86.4912 | 86.4912
2018-03-17 10:00 | 86.1982 | 86.1982 | 86.1982
2018-03-17 11:00 | 86.1707 | 86.1707 | 86.1707
2018-03-17 12:00 | 86.5019 | 86.5019 | 86.5019
2018-03-17 13:00 | 86.6148 | 86.6148 | 86.6148
2018-03-17 14:00 | 86.4439 | 86.4439 | 86.4439
2018-03-17 15:00 | 86.5522 | 86.5522 | 86.5522
2018-03-17 16:00 | 86.5644 | 86.5644 | 86.5644
2018-03-17 17:00 | 86.7445 | 86.7445 | 86.7445
2018-03-17 18:00 | 86.4668 | 86.4668 | 86.4668
2018-03-17 19:00 | 86.3661 | 86.3661 | 86.3661
2018-03-17 20:00 | 86.1173 | 86.1173 | 86.1173
2018-03-17 21:00 | 86.1555 | 86.1555 | 86.1555
2018-03-17 22:00 | 86.2211 | 86.2211 | 86.2211
2018-03-17 23:00 | 86.2226 | 86.2226 | 86.2226
2018-03-18 | 86.2364 | 86.2364 | 86.2364
2018-03-18 01:00 | 86.3188 | 86.3188 | 86.3188
2018-03-18 02:00 | 86.2119 | 86.2119 | 86.2119
2018-03-18 03:00 | 86.1845 | 86.1845 | 86.1845
2018-03-18 04:00 | 86.2455 | 86.2455 | 86.2455
2018-03-18 05:00 | 86.2333 | 86.2333 | 86.2333
2018-03-18 06:00 | 86.2776 | 86.2776 | 86.2776
2018-03-18 07:00 | 86.2867 | 86.2867 | 86.2867
2018-03-18 08:00 | 86.2989 | 86.2989 | 86.2989
2018-03-18 09:00 | 86.2867 | 86.2867 | 86.2867
2018-03-18 10:00 | 86.2882 | 86.2882 | 86.2882
2018-03-18 11:00 | 86.1845 | 86.1845 | 86.1845
2018-03-18 12:00 | 86.1418 | 86.1418 | 86.1418
2018-03-18 13:00 | 86.1479 | 86.1479 | 86.1479
2018-03-18 14:00 | 86.1112 | 86.1112 | 86.1112
2018-03-18 15:00 | 86.2455 | 86.2455 | 86.2455
2018-03-18 16:00 | 86.3447 | 86.3447 | 86.3447
2018-03-18 17:00 | 86.4805 | 86.4805 | 86.4805
2018-03-18 18:00 | 86.4332 | 86.4332 | 86.4332
2018-03-18 19:00 | 85.6794 | 85.6794 | 85.6794
2018-03-18 20:00 | 86.3294 | 86.3294 | 86.3294
2018-03-18 21:00 | 86.3569 | 86.3569 | 86.3569
2018-03-18 22:00 | 86.4881 | 86.4881 | 86.4881
2018-03-18 23:00 | 86.4332 | 86.4332 | 86.4332
2018-03-19 | 86.4088 | 86.4088 | 86.4088
2018-03-19 01:00 | 86.0426 | 86.0426 | 86.0426
2018-03-19 02:00 | 86.392 | 86.392 | 86.392
2018-03-19 03:00 | 86.2776 | 86.2776 | 86.2776
2018-03-19 04:00 | 86.5034 | 86.5034 | 86.5034
2018-03-19 05:00 | 86.3661 | 86.3661 | 86.3661
2018-03-19 06:00 | 86.2898 | 86.2898 | 86.2898
2018-03-19 07:00 | 86.2043 | 86.2043 | 86.2043
2018-03-19 08:00 | 86.3355 | 86.3355 | 86.3355
2018-03-19 09:00 | 86.3798 | 86.3798 | 86.3798
2018-03-19 10:00 | 86.2272 | 86.2272 | 86.2272
2018-03-19 11:00 | 86.2119 | 86.2119 | 86.2119
2018-03-19 12:00 | 86.389 | 86.389 | 86.389
2018-03-19 13:00 | 86.4027 | 86.4027 | 86.4027
2018-03-19 14:00 | 86.3783 | 86.3783 | 86.3783
2018-03-19 15:00 | 86.3355 | 86.3355 | 86.3355
2018-03-19 16:00 | 86.3493 | 86.3493 | 86.3493
2018-03-19 17:00 | 86.244 | 86.244 | 86.244
2018-03-19 18:00 | 86.3142 | 86.3142 | 86.3142
2018-03-19 19:00 | 86.2089 | 86.2089 | 86.2089
2018-03-19 20:00 | 86.2181 | 86.2181 | 86.2181
2018-03-19 21:00 | 86.1494 | 86.1494 | 86.1494
2018-03-19 22:00 | 86.2593 | 86.2593 | 86.2593
2018-03-19 23:00 | 86.4424 | 86.4424 | 86.4424
2018-03-20 | 86.4637 | 86.4637 | 86.4637
2018-03-20 01:00 | 86.5629 | 86.5629 | 86.5629
2018-03-20 02:00 | 86.3706 | 86.3706 | 86.3706
2018-03-20 03:00 | 86.3523 | 86.3523 | 86.3523
2018-03-20 04:00 | 86.3676 | 86.3676 | 86.3676
2018-03-20 05:00 | 86.4027 | 86.4027 | 86.4027
2018-03-20 06:00 | 86.4652 | 86.4652 | 86.4652
2018-03-20 07:00 | 86.4012 | 86.4012 | 86.4012
2018-03-20 08:00 | 86.4515 | 86.4515 | 86.4515
2018-03-20 09:00 | 86.2028 | 86.2028 | 86.2028
2018-03-20 10:00 | 86.2715 | 86.2715 | 86.2715
2018-03-20 11:00 | 86.7567 | 86.7567 | 86.7567
2018-03-20 12:00 | 86.6194 | 86.6194 | 86.6194
2018-03-20 13:00 | 86.6377 | 86.6377 | 86.6377
2018-03-20 14:00 | 86.8757 | 86.8757 | 86.8757
2018-03-20 15:00 | 86.7994 | 86.7994 | 86.7994
2018-03-20 16:00 | 86.7674 | 86.7674 | 86.7674
2018-03-20 17:00 | 86.7384 | 86.7384 | 86.7384
2018-03-20 18:00 | 86.7124 | 86.7124 | 86.7124
2018-03-20 19:00 | 86.8376 | 86.8376 | 86.8376
2018-03-20 20:00 | 86.627 | 86.627 | 86.627
2018-03-20 21:00 | 86.6239 | 86.6239 | 86.6239
2018-03-20 22:00 | 86.714 | 86.714 | 86.714
2018-03-20 23:00 | 86.8971 | 86.8971 | 86.8971
2018-03-21 | 0 | 0 | 0
2018-03-21 01:00 | 0 | 0 | 0
2018-03-21 02:00 | 0 | 0 | 0
2018-03-21 03:00 | 0 | 0 | 0
2018-03-21 04:00 | 0 | 0 | 0
2018-03-21 05:00 | 0 | 0 | 0
2018-03-21 06:00 | 0 | 0 | 0
2018-03-21 07:00 | 0 | 0 | 0
2018-03-21 08:00 | 0 | 0 | 0
2018-03-21 09:00 | 0 | 0 | 0
2018-03-21 10:00 | 0 | 0 | 0
2018-03-21 11:00 | 0 | 0 | 0
2018-03-21 12:00 | 0 | 0 | 0
2018-03-21 13:00 | 0 | 0 | 0
2018-03-21 14:00 | 0 | 0 | 0
2018-03-21 15:00 | 0 | 0 | 0
2018-03-21 16:00 | 0 | 0 | 0
2018-03-21 17:00 | 0 | 0 | 0
2018-03-21 18:00 | 0 | 0 | 0
2018-03-21 19:00 | 0 | 0 | 0
2018-03-21 20:00 | 0 | 0 | 0
2018-03-21 21:00 | 0 | 0 | 0
2018-03-21 22:00 | 0 | 0 | 0
2018-03-21 23:00 | 0 | 0 | 0
2018-03-22 | 86.5492 | 86.5492 | 86.5492
2018-03-22 01:00 | 86.7201 | 86.7201 | 86.7201
2018-03-22 02:00 | 86.5095 | 86.5095 | 86.5095
2018-03-22 03:00 | 86.4576 | 86.4576 | 86.4576
2018-03-22 04:00 | 86.6316 | 86.6316 | 86.6316
2018-03-22 05:00 | 86.569 | 86.569 | 86.569
2018-03-22 06:00 | 86.6468 | 86.6468 | 86.6468
2018-03-22 07:00 | 86.6361 | 86.6361 | 86.6361
2018-03-22 08:00 | 86.6819 | 86.6819 | 86.6819
2018-03-22 09:00 | 86.7094 | 86.7094 | 86.7094
2018-03-22 10:00 | 86.7933 | 86.7933 | 86.7933
2018-03-22 11:00 | 86.8009 | 86.8009 | 86.8009
2018-03-22 12:00 | 86.6728 | 86.6728 | 86.6728
2018-03-22 13:00 | 86.6316 | 86.6316 | 86.6316
2018-03-22 14:00 | 86.6316 | 86.6316 | 86.6316
2018-03-22 15:00 | 86.6636 | 86.6636 | 86.6636
2018-03-22 16:00 | 86.5568 | 86.5568 | 86.5568
2018-03-22 17:00 | 86.6865 | 86.6865 | 86.6865
2018-03-22 18:00 | 86.7262 | 86.7262 | 86.7262
2018-03-22 19:00 | 86.5187 | 86.5187 | 86.5187
2018-03-22 20:00 | 86.5766 | 86.5766 | 86.5766
2018-03-22 21:00 | 86.6194 | 86.6194 | 86.6194
2018-03-22 22:00 | 86.6743 | 86.6743 | 86.6743
2018-03-22 23:00 | 86.5644 | 86.5644 | 86.5644
2018-03-23 | 86.2226 | 86.2226 | 86.2226
2018-03-23 01:00 | 86.1128 | 86.1128 | 86.1128
2018-03-23 02:00 | 86.2791 | 86.2791 | 86.2791
2018-03-23 03:00 | 86.0014 | 86.0014 | 86.0014
2018-03-23 04:00 | 86.0533 | 86.0533 | 86.0533
2018-03-23 05:00 | 86.2257 | 86.2257 | 86.2257
2018-03-23 06:00 | 86.4332 | 86.4332 | 86.4332
2018-03-23 07:00 | 86.5873 | 86.5873 | 86.5873
2018-03-23 08:00 | 86.3691 | 86.3691 | 86.3691
2018-03-23 09:00 | 86.334 | 86.334 | 86.334
2018-03-23 10:00 | 86.5126 | 86.5126 | 86.5126
2018-03-23 11:00 | 86.5003 | 86.5003 | 86.5003
2018-03-23 12:00 | 86.7002 | 86.7002 | 86.7002
2018-03-23 13:00 | 86.363 | 86.363 | 86.363
2018-03-23 14:00 | 86.4408 | 86.4408 | 86.4408
2018-03-23 15:00 | 86.2943 | 86.2943 | 86.2943
2018-03-23 16:00 | 86.3706 | 86.3706 | 86.3706
2018-03-23 17:00 | 86.2882 | 86.2882 | 86.2882
2018-03-23 18:00 | 86.1875 | 86.1875 | 86.1875
2018-03-23 19:00 | 86.099 | 86.099 | 86.099
2018-03-23 20:00 | 86.1997 | 86.1997 | 86.1997
2018-03-23 21:00 | 86.3767 | 86.3767 | 86.3767
2018-03-23 22:00 | 86.3691 | 86.3691 | 86.3691
2018-03-23 23:00 | 86.4012 | 86.4012 | 86.4012
2018-03-24 | 86.0121 | 86.0121 | 86.0121
2018-03-24 01:00 | 85.919 | 85.919 | 85.919
2018-03-24 02:00 | 86.0533 | 86.0533 | 86.0533
2018-03-24 03:00 | 86.1677 | 86.1677 | 86.1677
2018-03-24 04:00 | 86.3081 | 86.3081 | 86.3081
2018-03-24 05:00 | 86.2562 | 86.2562 | 86.2562
2018-03-24 06:00 | 86.1234 | 86.1234 | 86.1234
2018-03-24 07:00 | 86.1906 | 86.1906 | 86.1906
2018-03-24 08:00 | 86.36 | 86.36 | 86.36
2018-03-24 09:00 | 86.4912 | 86.4912 | 86.4912
2018-03-24 10:00 | 86.1982 | 86.1982 | 86.1982
2018-03-24 11:00 | 86.1707 | 86.1707 | 86.1707
2018-03-24 12:00 | 86.5019 | 86.5019 | 86.5019
2018-03-24 13:00 | 86.6148 | 86.6148 | 86.6148
2018-03-24 14:00 | 86.4439 | 86.4439 | 86.4439
2018-03-24 15:00 | 86.5522 | 86.5522 | 86.5522
2018-03-24 16:00 | 86.5644 | 86.5644 | 86.5644
2018-03-24 17:00 | 86.7445 | 86.7445 | 86.7445
2018-03-24 18:00 | 86.4668 | 86.4668 | 86.4668
2018-03-24 19:00 | 86.3661 | 86.3661 | 86.3661
2018-03-24 20:00 | 86.1173 | 86.1173 | 86.1173
2018-03-24 21:00 | 86.1555 | 86.1555 | 86.1555
2018-03-24 22:00 | 86.2211 | 86.2211 | 86.2211
2018-03-24 23:00 | 86.2226 | 86.2226 | 86.2226
2018-03-25 | 86.2364 | 86.2364 | 86.2364
2018-03-25 01:00 | 86.3188 | 86.3188 | 86.3188
2018-03-25 02:00 | 86.2119 | 86.2119 | 86.2119
2018-03-25 03:00 | 86.1845 | 86.1845 | 86.1845
2018-03-25 04:00 | 86.2455 | 86.2455 | 86.2455
2018-03-25 05:00 | 86.2333 | 86.2333 | 86.2333
2018-03-25 06:00 | 86.2776 | 86.2776 | 86.2776
2018-03-25 07:00 | 86.2867 | 86.2867 | 86.2867
2018-03-25 08:00 | 86.2989 | 86.2989 | 86.2989
2018-03-25 09:00 | 86.2867 | 86.2867 | 86.2867
2018-03-25 10:00 | 86.2882 | 86.2882 | 86.2882
2018-03-25 11:00 | 86.1845 | 86.1845 | 86.1845
2018-03-25 12:00 | 86.1418 | 86.1418 | 86.1418
2018-03-25 13:00 | 86.1479 | 86.1479 | 86.1479
2018-03-25 14:00 | 86.1112 | 86.1112 | 86.1112
2018-03-25 15:00 | 86.2455 | 86.2455 | 86.2455
2018-03-25 16:00 | 86.3447 | 86.3447 | 86.3447
2018-03-25 17:00 | 86.4805 | 86.4805 | 86.4805
2018-03-25 18:00 | 86.4332 | 86.4332 | 86.4332
2018-03-25 19:00 | 85.6794 | 85.6794 | 85.6794
2018-03-25 20:00 | 86.3294 | 86.3294 | 86.3294
2018-03-25 21:00 | 86.3569 | 86.3569 | 86.3569
2018-03-25 22:00 | 86.4881 | 86.4881 | 86.4881
2018-03-25 23:00 | 86.4332 | 86.4332 | 86.4332
2018-03-26 | 86.4088 | 86.4088 | 86.4088
2018-03-26 01:00 | 86.0426 | 86.0426 | 86.0426
2018-03-26 02:00 | 86.392 | 86.392 | 86.392
2018-03-26 03:00 | 86.2776 | 86.2776 | 86.2776
2018-03-26 04:00 | 86.5034 | 86.5034 | 86.5034
2018-03-26 05:00 | 86.3661 | 86.3661 | 86.3661
2018-03-26 06:00 | 86.2898 | 86.2898 | 86.2898
2018-03-26 07:00 | 86.2043 | 86.2043 | 86.2043
2018-03-26 08:00 | 86.3355 | 86.3355 | 86.3355
2018-03-26 09:00 | 86.3798 | 86.3798 | 86.3798
2018-03-26 10:00 | 86.2272 | 86.2272 | 86.2272
2018-03-26 11:00 | 86.2119 | 86.2119 | 86.2119
2018-03-26 12:00 | 86.389 | 86.389 | 86.389
2018-03-26 13:00 | 86.4027 | 86.4027 | 86.4027
2018-03-26 14:00 | 86.3783 | 86.3783 | 86.3783
2018-03-26 15:00 | 86.3355 | 86.3355 | 86.3355
2018-03-26 16:00 | 86.3493 | 86.3493 | 86.3493
2018-03-26 17:00 | 86.244 | 86.244 | 86.244
2018-03-26 18:00 | 86.3142 | 86.3142 | 86.3142
2018-03-26 19:00 | 86.2089 | 86.2089 | 86.2089
2018-03-26 20:00 | 86.2181 | 86.2181 | 86.2181
2018-03-26 21:00 | 86.1494 | 86.1494 | 86.1494
2018-03-26 22:00 | 86.2593 | 86.2593 | 86.2593
2018-03-26 23:00 | 86.4424 | 86.4424 | 86.4424
2018-03-27 | 86.4637 | 86.4637 | 86.4637
2018-03-27 01:00 | 86.5629 | 86.5629 | 86.5629
2018-03-27 02:00 | 86.3706 | 86.3706 | 86.3706
2018-03-27 03:00 | 86.3523 | 86.3523 | 86.3523
2018-03-27 04:00 | 86.3676 | 86.3676 | 86.3676
2018-03-27 05:00 | 86.4027 | 86.4027 | 86.4027
2018-03-27 06:00 | 86.4652 | 86.4652 | 86.4652
2018-03-27 07:00 | 86.4012 | 86.4012 | 86.4012
2018-03-27 08:00 | 86.4515 | 86.4515 | 86.4515
2018-03-27 09:00 | 86.2028 | 86.2028 | 86.2028
2018-03-27 10:00 | 86.2715 | 86.2715 | 86.2715
2018-03-27 11:00 | 86.7567 | 86.7567 | 86.7567
2018-03-27 12:00 | 86.6194 | 86.6194 | 86.6194
2018-03-27 13:00 | 86.6377 | 86.6377 | 86.6377
2018-03-27 14:00 | 86.8757 | 86.8757 | 86.8757
2018-03-27 15:00 | 86.7994 | 86.7994 | 86.7994
2018-03-27 16:00 | 86.7674 | 86.7674 | 86.7674
2018-03-27 17:00 | 86.7384 | 86.7384 | 86.7384
2018-03-27 18:00 | 86.7124 | 86.7124 | 86.7124
2018-03-27 19:00 | 86.8376 | 86.8376 | 86.8376
2018-03-27 20:00 | 86.627 | 86.627 | 86.627
2018-03-27 21:00 | 86.6239 | 86.6239 | 86.6239
2018-03-27 22:00 | 86.714 | 86.714 | 86.714
2018-03-27 23:00 | 86.8971 | 86.8971 | 86.8971
2018-03-28 | 0 | 0 | 0
2018-03-28 01:00 | 0 | 0 | 0
2018-03-28 02:00 | 0 | 0 | 0
2018-03-28 03:00 | 0 | 0 | 0
2018-03-28 04:00 | 0 | 0 | 0
2018-03-28 05:00 | 0 | 0 | 0
2018-03-28 06:00 | 0 | 0 | 0
2018-03-28 07:00 | 0 | 0 | 0
2018-03-28 08:00 | 0 | 0 | 0
2018-03-28 09:00 | 0 | 0 | 0
2018-03-28 10:00 | 0 | 0 | 0
2018-03-28 11:00 | 0 | 0 | 0
2018-03-28 12:00 | 0 | 0 | 0
2018-03-28 13:00 | 0 | 0 | 0
2018-03-28 14:00 | 0 | 0 | 0
2018-03-28 15:00 | 0 | 0 | 0
2018-03-28 16:00 | 0 | 0 | 0
2018-03-28 17:00 | 0 | 0 | 0
2018-03-28 18:00 | 0 | 0 | 0
2018-03-28 19:00 | 0 | 0 | 0
2018-03-28 20:00 | 0 | 0 | 0
2018-03-28 21:00 | 0 | 0 | 0
2018-03-28 22:00 | 0 | 0 | 0
2018-03-28 23:00 | 0 | 0 | 0
2018-03-29 | 86.5492 | 86.5492 | 86.5492
2018-03-29 01:00 | 86.7201 | 86.7201 | 86.7201
2018-03-29 02:00 | 86.5095 | 86.5095 | 86.5095
2018-03-29 03:00 | 86.4576 | 86.4576 | 86.4576
2018-03-29 04:00 | 86.6316 | 86.6316 | 86.6316
2018-03-29 05:00 | 86.569 | 86.569 | 86.569
2018-03-29 06:00 | 86.6468 | 86.6468 | 86.6468
2018-03-29 07:00 | 86.6361 | 86.6361 | 86.6361
2018-03-29 08:00 | 86.6819 | 86.6819 | 86.6819
2018-03-29 09:00 | 86.7094 | 86.7094 | 86.7094
2018-03-29 10:00 | 86.7933 | 86.7933 | 86.7933
2018-03-29 11:00 | 86.8009 | 86.8009 | 86.8009
2018-03-29 12:00 | 86.6728 | 86.6728 | 86.6728
2018-03-29 13:00 | 86.6316 | 86.6316 | 86.6316
2018-03-29 14:00 | 86.6316 | 86.6316 | 86.6316
2018-03-29 15:00 | 86.6636 | 86.6636 | 86.6636
2018-03-29 16:00 | 86.5568 | 86.5568 | 86.5568
2018-03-29 17:00 | 86.6865 | 86.6865 | 86.6865
2018-03-29 18:00 | 86.7262 | 86.7262 | 86.7262
2018-03-29 19:00 | 86.5187 | 86.5187 | 86.5187
2018-03-29 20:00 | 86.5766 | 86.5766 | 86.5766
2018-03-29 21:00 | 86.6194 | 86.6194 | 86.6194
2018-03-29 22:00 | 86.6743 | 86.6743 | 86.6743
2018-03-29 23:00 | 86.5644 | 86.5644 | 86.5644
2018-03-30 | 86.2226 | 86.2226 | 86.2226
2018-03-30 01:00 | 86.1128 | 86.1128 | 86.1128
2018-03-30 02:00 | 86.2791 | 86.2791 | 86.2791
2018-03-30 03:00 | 86.0014 | 86.0014 | 86.0014
2018-03-30 04:00 | 86.0533 | 86.0533 | 86.0533
2018-03-30 05:00 | 86.2257 | 86.2257 | 86.2257
2018-03-30 06:00 | 86.4332 | 86.4332 | 86.4332
2018-03-30 07:00 | 86.5873 | 86.5873 | 86.5873
2018-03-30 08:00 | 86.3691 | 86.3691 | 86.3691
2018-03-30 09:00 | 86.334 | 86.334 | 86.334
2018-03-30 10:00 | 86.5126 | 86.5126 | 86.5126
2018-03-30 11:00 | 86.5003 | 86.5003 | 86.5003
2018-03-30 12:00 | 86.7002 | 86.7002 | 86.7002
2018-03-30 13:00 | 86.363 | 86.363 | 86.363
2018-03-30 14:00 | 86.4408 | 86.4408 | 86.4408
2018-03-30 15:00 | 86.2943 | 86.2943 | 86.2943
2018-03-30 16:00 | 86.3706 | 86.3706 | 86.3706
2018-03-30 17:00 | 86.2882 | 86.2882 | 86.2882
2018-03-30 18:00 | 86.1875 | 86.1875 | 86.1875
2018-03-30 19:00 | 86.099 | 86.099 | 86.099
2018-03-30 20:00 | 86.1997 | 86.1997 | 86.1997
2018-03-30 21:00 | 86.3767 | 86.3767 | 86.3767
2018-03-30 22:00 | 86.3691 | 86.3691 | 86.3691
2018-03-30 23:00 | 86.4012 | 86.4012 | 86.4012
2018-03-31 | 86.0121 | 86.0121 | 86.0121
2018-03-31 01:00 | 85.919 | 85.919 | 85.919
2018-03-31 02:00 | 86.0533 | 86.0533 | 86.0533
2018-03-31 03:00 | 86.1677 | 86.1677 | 86.1677
2018-03-31 04:00 | 86.3081 | 86.3081 | 86.3081
2018-03-31 05:00 | 86.2562 | 86.2562 | 86.2562
2018-03-31 06:00 | 86.1234 | 86.1234 | 86.1234
2018-03-31 07:00 | 86.1906 | 86.1906 | 86.1906
2018-03-31 08:00 | 86.36 | 86.36 | 86.36
2018-03-31 09:00 | 86.4912 | 86.4912 | 86.4912
2018-03-31 10:00 | 86.1982 | 86.1982 | 86.1982
2018-03-31 11:00 | 86.1707 | 86.1707 | 86.1707
2018-03-31 12:00 | 86.5019 | 86.5019 | 86.5019
2018-03-31 13:00 | 86.6148 | 86.6148 | 86.6148
2018-03-31 14:00 | 86.4439 | 86.4439 | 86.4439
2018-03-31 15:00 | 86.5522 | 86.5522 | 86.5522
2018-03-31 16:00 | 86.5644 | 86.5644 | 86.5644
2018-03-31 17:00 | 86.7445 | 86.7445 | 86.7445
2018-03-31 18:00 | 86.4668 | 86.4668 | 86.4668
2018-03-31 19:00 | 86.3661 | 86.3661 | 86.3661
2018-03-31 20:00 | 86.1173 | 86.1173 | 86.1173
2018-03-31 21:00 | 86.1555 | 86.1555 | 86.1555
2018-03-31 22:00 | 86.2211 | 86.2211 | 86.2211
2018-03-31 23:00 | 86.2226 | 86.2226 | 86.2226
2018-04-01 | 86.2364 | 86.2364 | 86.2364
2018-04-01 01:00 | 86.3188 | 86.3188 | 86.3188
2018-04-01 02:00 | 86.2119 | 86.2119 | 86.2119
2018-04-01 03:00 | 86.1845 | 86.1845 | 86.1845
2018-04-01 04:00 | 86.2455 | 86.2455 | 86.2455
2018-04-01 05:00 | 86.2333 | 86.2333 | 86.2333
2018-04-01 06:00 | 86.2776 | 86.2776 | 86.2776
2018-04-01 07:00 | 86.2867 | 86.2867 | 86.2867
2018-04-01 08:00 | 86.2989 | 86.2989 | 86.2989
2018-04-01 09:00 | 86.2867 | 86.2867 | 86.2867
2018-04-01 10:00 | 86.2882 | 86.2882 | 86.2882
2018-04-01 11:00 | 86.1845 | 86.1845 | 86.1845
2018-04-01 12:00 | 86.1418 | 86.1418 | 86.1418
2018-04-01 13:00 | 86.1479 | 86.1479 | 86.1479
2018-04-01 14:00 | 86.1112 | 86.1112 | 86.1112
2018-04-01 15:00 | 86.2455 | 86.2455 | 86.2455
2018-04-01 16:00 | 86.3447 | 86.3447 | 86.3447
2018-04-01 17:00 | 86.4805 | 86.4805 | 86.4805
2018-04-01 18:00 | 86.4332 | 86.4332 | 86.4332
2018-04-01 19:00 | 85.6794 | 85.6794 | 85.6794
2018-04-01 20:00 | 86.3294 | 86.3294 | 86.3294
2018-04-01 21:00 | 86.3569 | 86.3569 | 86.3569
2018-04-01 22:00 | 86.4881 | 86.4881 | 86.4881
2018-04-01 23:00 | 86.4332 | 86.4332 | 86.4332
2018-04-02 | 86.4088 | 86.4088 | 86.4088
2018-04-02 01:00 | 86.0426 | 86.0426 | 86.0426
2018-04-02 02:00 | 86.392 | 86.392 | 86.392
2018-04-02 03:00 | 86.2776 | 86.2776 | 86.2776
2018-04-02 04:00 | 86.5034 | 86.5034 | 86.5034
2018-04-02 05:00 | 86.3661 | 86.3661 | 86.3661
2018-04-02 06:00 | 86.2898 | 86.2898 | 86.2898
2018-04-02 07:00 | 86.2043 | 86.2043 | 86.2043
2018-04-02 08:00 | 86.3355 | 86.3355 | 86.3355
2018-04-02 09:00 | 86.3798 | 86.3798 | 86.3798
2018-04-02 10:00 | 86.2272 | 86.2272 | 86.2272
2018-04-02 11:00 | 86.2119 | 86.2119 | 86.2119
2018-04-02 12:00 | 86.389 | 86.389 | 86.389
2018-04-02 13:00 | 86.4027 | 86.4027 | 86.4027
2018-04-02 14:00 | 86.3783 | 86.3783 | 86.3783
2018-04-02 15:00 | 86.3355 | 86.3355 | 86.3355
2018-04-02 16:00 | 86.3493 | 86.3493 | 86.3493
2018-04-02 17:00 | 86.244 | 86.244 | 86.244
2018-04-02 18:00 | 86.3142 | 86.3142 | 86.3142
2018-04-02 19:00 | 86.2089 | 86.2089 | 86.2089
2018-04-02 20:00 | 86.2181 | 86.2181 | 86.2181
2018-04-02 21:00 | 86.1494 | 86.1494 | 86.1494
2018-04-02 22:00 | 86.2593 | 86.2593 | 86.2593
2018-04-02 23:00 | 86.4424 | 86.4424 | 86.4424
2018-04-03 | 86.4637 | 86.4637 | 86.4637
2018-04-03 01:00 | 86.5629 | 86.5629 | 86.5629
2018-04-03 02:00 | 86.3706 | 86.3706 | 86.3706
2018-04-03 03:00 | 86.3523 | 86.3523 | 86.3523
2018-04-03 04:00 | 86.3676 | 86.3676 | 86.3676
2018-04-03 05:00 | 86.4027 | 86.4027 | 86.4027
2018-04-03 06:00 | 86.4652 | 86.4652 | 86.4652
2018-04-03 07:00 | 86.4012 | 86.4012 | 86.4012
2018-04-03 08:00 | 86.4515 | 86.4515 | 86.4515
2018-04-03 09:00 | 86.2028 | 86.2028 | 86.2028
2018-04-03 10:00 | 86.2715 | 86.2715 | 86.2715
2018-04-03 11:00 | 86.7567 | 86.7567 | 86.7567
2018-04-03 12:00 | 86.6194 | 86.6194 | 86.6194
2018-04-03 13:00 | 86.6377 | 86.6377 | 86.6377
2018-04-03 14:00 | 86.8757 | 86.8757 | 86.8757
2018-04-03 15:00 | 86.7994 | 86.7994 | 86.7994
2018-04-03 16:00 | 86.7674 | 86.7674 | 86.7674
2018-04-03 17:00 | 86.7384 | 86.7384 | 86.7384
2018-04-03 18:00 | 86.7124 | 86.7124 | 86.7124
2018-04-03 19:00 | 86.8376 | 86.8376 | 86.8376
2018-04-03 20:00 | 86.627 | 86.627 | 86.627
2018-04-03 21:00 | 86.6239 | 86.6239 | 86.6239
2018-04-03 22:00 | 86.714 | 86.714 | 86.714
2018-04-03 23:00 | 86.8971 | 86.8971 | 86.8971
2018-04-04 | 0 | 0 | 0
2018-04-04 01:00 | 0 | 0 | 0
2018-04-04 02:00 | 0 | 0 | 0
2018-04-04 03:00 | 0 | 0 | 0
2018-04-04 04:00 | 0 | 0 | 0
2018-04-04 05:00 | 0 | 0 | 0
2018-04-04 06:00 | 0 | 0 | 0
2018-04-04 07:00 | 0 | 0 | 0
2018-04-04 08:00 | 0 | 0 | 0
2018-04-04 09:00 | 0 | 0 | 0
2018-04-04 10:00 | 0 | 0 | 0
2018-04-04 11:00 | 0 | 0 | 0
2018-04-04 12:00 | 0 | 0 | 0
2018-04-04 13:00 | 0 | 0 | 0
2018-04-04 14:00 | 0 | 0 | 0
2018-04-04 15:00 | 0 | 0 | 0
2018-04-04 16:00 | 0 | 0 | 0
2018-04-04 17:00 | 0 | 0 | 0
2018-04-04 18:00 | 0 | 0 | 0
2018-04-04 19:00 | 0 | 0 | 0
2018-04-04 20:00 | 0 | 0 | 0
2018-04-04 21:00 | 0 | 0 | 0
2018-04-04 22:00 | 0 | 0 | 0
2018-04-04 23:00 | 0 | 0 | 0
2018-04-05 | 86.5492 | 86.5492 | 86.5492
2018-04-05 01:00 | 86.7201 | 86.7201 | 86.7201
2018-04-05 02:00 | 86.5095 | 86.5095 | 86.5095
2018-04-05 03:00 | 86.4576 | 86.4576 | 86.4576
2018-04-05 04:00 | 86.6316 | 86.6316 | 86.6316
2018-04-05 05:00 | 86.569 | 86.569 | 86.569
2018-04-05 06:00 | 86.6468 | 86.6468 | 86.6468
2018-04-05 07:00 | 86.6361 | 86.6361 | 86.6361
2018-04-05 08:00 | 86.6819 | 86.6819 | 86.6819
2018-04-05 09:00 | 86.7094 | 86.7094 | 86.7094
2018-04-05 10:00 | 86.7933 | 86.7933 | 86.7933
2018-04-05 11:00 | 86.8009 | 86.8009 | 86.8009
2018-04-05 12:00 | 86.6728 | 86.6728 | 86.6728
2018-04-05 13:00 | 86.6316 | 86.6316 | 86.6316
2018-04-05 14:00 | 86.6316 | 86.6316 | 86.6316
2018-04-05 15:00 | 86.6636 | 86.6636 | 86.6636
2018-04-05 16:00 | 86.5568 | 86.5568 | 86.5568
2018-04-05 17:00 | 86.6865 | 86.6865 | 86.6865
2018-04-05 18:00 | 86.7262 | 86.7262 | 86.7262
2018-04-05 19:00 | 86.5187 | 86.5187 | 86.5187
2018-04-05 20:00 | 86.5766 | 86.5766 | 86.5766
2018-04-05 21:00 | 86.6194 | 86.6194 | 86.6194
2018-04-05 22:00 | 86.6743 | 86.6743 | 86.6743
2018-04-05 23:00 | 86.5644 | 86.5644 | 86.5644
2018-04-06 | 86.2226 | 86.2226 | 86.2226
2018-04-06 01:00 | 86.1128 | 86.1128 | 86.1128
2018-04-06 02:00 | 86.2791 | 86.2791 | 86.2791
2018-04-06 03:00 | 86.0014 | 86.0014 | 86.0014
2018-04-06 04:00 | 86.0533 | 86.0533 | 86.0533
2018-04-06 05:00 | 86.2257 | 86.2257 | 86.2257
2018-04-06 06:00 | 86.4332 | 86.4332 | 86.4332
2018-04-06 07:00 | 86.5873 | 86.5873 | 86.5873
2018-04-06 08:00 | 86.3691 | 86.3691 | 86.3691
2018-04-06 09:00 | 86.334 | 86.334 | 86.334
2018-04-06 10:00 | 86.5126 | 86.5126 | 86.5126
2018-04-06 11:00 | 86.5003 | 86.5003 | 86.5003
2018-04-06 12:00 | 86.7002 | 86.7002 | 86.7002
2018-04-06 13:00 | 86.363 | 86.363 | 86.363
2018-04-06 14:00 | 86.4408 | 86.4408 | 86.4408
2018-04-06 15:00 | 86.2943 | 86.2943 | 86.2943
2018-04-06 16:00 | 86.3706 | 86.3706 | 86.3706
2018-04-06 17:00 | 86.2882 | 86.2882 | 86.2882
2018-04-06 18:00 | 86.1875 | 86.1875 | 86.1875
2018-04-06 19:00 | 86.099 | 86.099 | 86.099
2018-04-06 20:00 | 86.1997 | 86.1997 | 86.1997
2018-04-06 21:00 | 86.3767 | 86.3767 | 86.3767
2018-04-06 22:00 | 86.3691 | 86.3691 | 86.3691
2018-04-06 23:00 | 86.4012 | 86.4012 | 86.4012
2018-04-07 | 86.0121 | 86.0121 | 86.0121
2018-04-07 01:00 | 85.919 | 85.919 | 85.919
2018-04-07 02:00 | 86.0533 | 86.0533 | 86.0533
2018-04-07 03:00 | 86.1677 | 86.1677 | 86.1677
2018-04-07 04:00 | 86.3081 | 86.3081 | 86.3081
2018-04-07 05:00 | 86.2562 | 86.2562 | 86.2562
2018-04-07 06:00 | 86.1234 | 86.1234 | 86.1234
2018-04-07 07:00 | 86.1906 | 86.1906 | 86.1906
2018-04-07 08:00 | 86.36 | 86.36 | 86.36
2018-04-07 09:00 | 86.4912 | 86.4912 | 86.4912
2018-04-07 10:00 | 86.1982 | 86.1982 | 86.1982
2018-04-07 11:00 | 86.1707 | 86.1707 | 86.1707
2018-04-07 12:00 | 86.5019 | 86.5019 | 86.5019
2018-04-07 13:00 | 86.6148 | 86.6148 | 86.6148
2018-04-07 14:00 | 86.4439 | 86.4439 | 86.4439
2018-04-07 15:00 | 86.5522 | 86.5522 | 86.5522
2018-04-07 16:00 | 86.5644 | 86.5644 | 86.5644
2018-04-07 17:00 | 86.7445 | 86.7445 | 86.7445
2018-04-07 18:00 | 86.4668 | 86.4668 | 86.4668
2018-04-07 19:00 | 86.3661 | 86.3661 | 86.3661
2018-04-07 20:00 | 86.1173 | 86.1173 | 86.1173
2018-04-07 21:00 | 86.1555 | 86.1555 | 86.1555
2018-04-07 22:00 | 86.2211 | 86.2211 | 86.2211
2018-04-07 23:00 | 86.2226 | 86.2226 | 86.2226
2018-04-08 | 86.2364 | 86.2364 | 86.2364
2018-04-08 01:00 | 86.3188 | 86.3188 | 86.3188
2018-04-08 02:00 | 86.2119 | 86.2119 | 86.2119
2018-04-08 03:00 | 86.1845 | 86.1845 | 86.1845
2018-04-08 04:00 | 86.2455 | 86.2455 | 86.2455
2018-04-08 05:00 | 86.2333 | 86.2333 | 86.2333
2018-04-08 06:00 | 86.2776 | 86.2776 | 86.2776
2018-04-08 07:00 | 86.2867 | 86.2867 | 86.2867
2018-04-08 08:00 | 86.2989 | 86.2989 | 86.2989
2018-04-08 09:00 | 86.2867 | 86.2867 | 86.2867
2018-04-08 10:00 | 86.2882 | 86.2882 | 86.2882
2018-04-08 11:00 | 86.1845 | 86.1845 | 86.1845
2018-04-08 12:00 | 86.1418 | 86.1418 | 86.1418
2018-04-08 13:00 | 86.1479 | 86.1479 | 86.1479
2018-04-08 14:00 | 86.1112 | 86.1112 | 86.1112
2018-04-08 15:00 | 86.2455 | 86.2455 | 86.2455
2018-04-08 16:00 | 86.3447 | 86.3447 | 86.3447
2018-04-08 17:00 | 86.4805 | 86.4805 | 86.4805
2018-04-08 18:00 | 86.4332 | 86.4332 | 86.4332
2018-04-08 19:00 | 85.6794 | 85.6794 | 85.6794
2018-04-08 20:00 | 86.3294 | 86.3294 | 86.3294
2018-04-08 21:00 | 86.3569 | 86.3569 | 86.3569
2018-04-08 22:00 | 86.4881 | 86.4881 | 86.4881
2018-04-08 23:00 | 86.4332 | 86.4332 | 86.4332
2018-04-09 | 86.4088 | 86.4088 | 86.4088
2018-04-09 01:00 | 86.0426 | 86.0426 | 86.0426
2018-04-09 02:00 | 86.392 | 86.392 | 86.392
2018-04-09 03:00 | 86.2776 | 86.2776 | 86.2776
2018-04-09 04:00 | 86.5034 | 86.5034 | 86.5034
2018-04-09 05:00 | 86.3661 | 86.3661 | 86.3661
2018-04-09 06:00 | 86.2898 | 86.2898 | 86.2898
2018-04-09 07:00 | 86.2043 | 86.2043 | 86.2043
2018-04-09 08:00 | 86.3355 | 86.3355 | 86.3355
2018-04-09 09:00 | 86.3798 | 86.3798 | 86.3798
2018-04-09 10:00 | 86.2272 | 86.2272 | 86.2272
2018-04-09 11:00 | 86.2119 | 86.2119 | 86.2119
2018-04-09 12:00 | 86.389 | 86.389 | 86.389
2018-04-09 13:00 | 86.4027 | 86.4027 | 86.4027
2018-04-09 14:00 | 86.3783 | 86.3783 | 86.3783
2018-04-09 15:00 | 86.3355 | 86.3355 | 86.3355
2018-04-09 16:00 | 86.3493 | 86.3493 | 86.3493
2018-04-09 17:00 | 86.244 | 86.244 | 86.244
2018-04-09 18:00 | 86.3142 | 86.3142 | 86.3142
2018-04-09 19:00 | 86.2089 | 86.2089 | 86.2089
2018-04-09 20:00 | 86.2181 | 86.2181 | 86.2181
2018-04-09 21:00 | 86.1494 | 86.1494 | 86.1494
2018-04-09 22:00 | 86.2593 | 86.2593 | 86.2593
2018-04-09 23:00 | 86.4424 | 86.4424 | 86.4424
2018-04-10 | 86.4637 | 86.4637 | 86.4637
2018-04-10 01:00 | 86.5629 | 86.5629 | 86.5629
2018-04-10 02:00 | 86.3706 | 86.3706 | 86.3706
2018-04-10 03:00 | 86.3523 | 86.3523 | 86.3523
2018-04-10 04:00 | 86.3676 | 86.3676 | 86.3676
2018-04-10 05:00 | 86.4027 | 86.4027 | 86.4027
2018-04-10 06:00 | 86.4652 | 86.4652 | 86.4652
2018-04-10 07:00 | 86.4012 | 86.4012 | 86.4012
2018-04-10 08:00 | 86.4515 | 86.4515 | 86.4515
2018-04-10 09:00 | 86.2028 | 86.2028 | 86.2028
2018-04-10 10:00 | 86.2715 | 86.2715 | 86.2715
2018-04-10 11:00 | 86.7567 | 86.7567 | 86.7567
2018-04-10 12:00 | 86.6194 | 86.6194 | 86.6194
2018-04-10 13:00 | 86.6377 | 86.6377 | 86.6377
2018-04-10 14:00 | 86.8757 | 86.8757 | 86.8757
2018-04-10 15:00 | 86.7994 | 86.7994 | 86.7994
2018-04-10 16:00 | 86.7674 | 86.7674 | 86.7674
2018-04-10 17:00 | 86.7384 | 86.7384 | 86.7384
2018-04-10 18:00 | 86.7124 | 86.7124 | 86.7124
2018-04-10 19:00 | 86.8376 | 86.8376 | 86.8376
2018-04-10 20:00 | 86.627 | 86.627 | 86.627
2018-04-10 21:00 | 86.6239 | 86.6239 | 86.6239
2018-04-10 22:00 | 86.714 | 86.714 | 86.714
2018-04-10 23:00 | 86.8971 | 86.8971 | 86.8971
2018-04-11 | 0 | 0 | 0
2018-04-11 01:00 | 0 | 0 | 0
2018-04-11 02:00 | 0 | 0 | 0
2018-04-11 03:00 | 0 | 0 | 0
2018-04-11 04:00 | 0 | 0 | 0
2018-04-11 05:00 | 0 | 0 | 0
2018-04-11 06:00 | 0 | 0 | 0
2018-04-11 07:00 | 0 | 0 | 0
2018-04-11 08:00 | 0 | 0 | 0
2018-04-11 09:00 | 0 | 0 | 0
2018-04-11 10:00 | 0 | 0 | 0
2018-04-11 11:00 | 0 | 0 | 0
2018-04-11 12:00 | 0 | 0 | 0
2018-04-11 13:00 | 0 | 0 | 0
2018-04-11 14:00 | 0 | 0 | 0
2018-04-11 15:00 | 0 | 0 | 0
2018-04-11 16:00 | 0 | 0 | 0
2018-04-11 17:00 | 0 | 0 | 0
2018-04-11 18:00 | 0 | 0 | 0
2018-04-11 19:00 | 0 | 0 | 0
2018-04-11 20:00 | 0 | 0 | 0
2018-04-11 21:00 | 0 | 0 | 0
2018-04-11 22:00 | 0 | 0 | 0
2018-04-11 23:00 | 0 | 0 | 0
2018-04-12 | 86.5492 | 86.5492 | 86.5492
2018-04-12 01:00 | 86.7201 | 86.7201 | 86.7201
2018-04-12 02:00 | 86.5095 | 86.5095 | 86.5095
2018-04-12 03:00 | 86.4576 | 86.4576 | 86.4576
2018-04-12 04:00 | 86.6316 | 86.6316 | 86.6316
2018-04-12 05:00 | 86.569 | 86.569 | 86.569
2018-04-12 06:00 | 86.6468 | 86.6468 | 86.6468
2018-04-12 07:00 | 86.6361 | 86.6361 | 86.6361
2018-04-12 08:00 | 86.6819 | 86.6819 | 86.6819
2018-04-12 09:00 | 86.7094 | 86.7094 | 86.7094
2018-04-12 10:00 | 86.7933 | 86.7933 | 86.7933
2018-04-12 11:00 | 86.8009 | 86.8009 | 86.8009
2018-04-12 12:00 | 86.6728 | 86.6728 | 86.6728
2018-04-12 13:00 | 86.6316 | 86.6316 | 86.6316
2018-04-12 14:00 | 86.6316 | 86.6316 | 86.6316
2018-04-12 15:00 | 86.6636 | 86.6636 | 86.6636
2018-04-12 16:00 | 86.5568 | 86.5568 | 86.5568
2018-04-12 17:00 | 86.6865 | 86.6865 | 86.6865
2018-04-12 18:00 | 86.7262 | 86.7262 | 86.7262
2018-04-12 19:00 | 86.5187 | 86.5187 | 86.5187
2018-04-12 20:00 | 86.5766 | 86.5766 | 86.5766
2018-04-12 21:00 | 86.6194 | 86.6194 | 86.6194
2018-04-12 22:00 | 86.6743 | 86.6743 | 86.6743
2018-04-12 23:00 | 86.5644 | 86.5644 | 86.5644
2018-04-13 | 86.2226 | 86.2226 | 86.2226
2018-04-13 01:00 | 86.1128 | 86.1128 | 86.1128
2018-04-13 02:00 | 86.2791 | 86.2791 | 86.2791
2018-04-13 03:00 | 86.0014 | 86.0014 | 86.0014
2018-04-13 04:00 | 86.0533 | 86.0533 | 86.0533
2018-04-13 05:00 | 86.2257 | 86.2257 | 86.2257
2018-04-13 06:00 | 86.4332 | 86.4332 | 86.4332
2018-04-13 07:00 | 86.5873 | 86.5873 | 86.5873
2018-04-13 08:00 | 86.3691 | 86.3691 | 86.3691
2018-04-13 09:00 | 86.334 | 86.334 | 86.334
2018-04-13 10:00 | 86.5126 | 86.5126 | 86.5126
2018-04-13 11:00 | 86.5003 | 86.5003 | 86.5003
2018-04-13 12:00 | 86.7002 | 86.7002 | 86.7002
2018-04-13 13:00 | 86.363 | 86.363 | 86.363
2018-04-13 14:00 | 86.4408 | 86.4408 | 86.4408
2018-04-13 15:00 | 86.2943 | 86.2943 | 86.2943
2018-04-13 16:00 | 86.3706 | 86.3706 | 86.3706
2018-04-13 17:00 | 86.2882 | 86.2882 | 86.2882
2018-04-13 18:00 | 86.1875 | 86.1875 | 86.1875
2018-04-13 19:00 | 86.099 | 86.099 | 86.099
2018-04-13 20:00 | 86.1997 | 86.1997 | 86.1997
2018-04-13 21:00 | 86.3767 | 86.3767 | 86.3767
2018-04-13 22:00 | 86.3691 | 86.3691 | 86.3691
2018-04-13 23:00 | 86.4012 | 86.4012 | 86.4012
2018-04-14 | 86.0121 | 86.0121 | 86.0121
2018-04-14 01:00 | 85.919 | 85.919 | 85.919
2018-04-14 02:00 | 86.0533 | 86.0533 | 86.0533
2018-04-14 03:00 | 86.1677 | 86.1677 | 86.1677
2018-04-14 04:00 | 86.3081 | 86.3081 | 86.3081
2018-04-14 05:00 | 86.2562 | 86.2562 | 86.2562
2018-04-14 06:00 | 86.1234 | 86.1234 | 86.1234
2018-04-14 07:00 | 86.1906 | 86.1906 | 86.1906
2018-04-14 08:00 | 86.36 | 86.36 | 86.36
2018-04-14 09:00 | 86.4912 | 86.4912 | 86.4912
2018-04-14 10:00 | 86.1982 | 86.1982 | 86.1982
2018-04-14 11:00 | 86.1707 | 86.1707 | 86.1707
2018-04-14 12:00 | 86.5019 | 86.5019 | 86.5019
2018-04-14 13:00 | 86.6148 | 86.6148 | 86.6148
2018-04-14 14:00 | 86.4439 | 86.4439 | 86.4439
2018-04-14 15:00 | 86.5522 | 86.5522 | 86.5522
2018-04-14 16:00 | 86.5644 | 86.5644 | 86.5644
2018-04-14 17:00 | 86.7445 | 86.7445 | 86.7445
2018-04-14 18:00 | 86.4668 | 86.4668 | 86.4668
2018-04-14 19:00 | 86.3661 | 86.3661 | 86.3661
2018-04-14 20:00 | 86.1173 | 86.1173 | 86.1173
2018-04-14 21:00 | 86.1555 | 86.1555 | 86.1555
2018-04-14 22:00 | 86.2211 | 86.2211 | 86.2211
2018-04-14 23:00 | 86.2226 | 86.2226 | 86.2226
2018-04-15 | 86.2364 | 86.2364 | 86.2364
2018-04-15 01:00 | 86.3188 | 86.3188 | 86.3188
2018-04-15 02:00 | 86.2119 | 86.2119 | 86.2119
2018-04-15 03:00 | 86.1845 | 86.1845 | 86.1845
2018-04-15 04:00 | 86.2455 | 86.2455 | 86.2455
2018-04-15 05:00 | 86.2333 | 86.2333 | 86.2333
2018-04-15 06:00 | 86.2776 | 86.2776 | 86.2776
2018-04-15 07:00 | 86.2867 | 86.2867 | 86.2867
2018-04-15 08:00 | 86.2989 | 86.2989 | 86.2989
2018-04-15 09:00 | 86.2867 | 86.2867 | 86.2867
2018-04-15 10:00 | 86.2882 | 86.2882 | 86.2882
2018-04-15 11:00 | 86.1845 | 86.1845 | 86.1845
2018-04-15 12:00 | 86.1418 | 86.1418 | 86.1418
2018-04-15 13:00 | 86.1479 | 86.1479 | 86.1479
2018-04-15 14:00 | 86.1112 | 86.1112 | 86.1112
2018-04-15 15:00 | 86.2455 | 86.2455 | 86.2455
2018-04-15 16:00 | 86.3447 | 86.3447 | 86.3447
2018-04-15 17:00 | 86.4805 | 86.4805 | 86.4805
2018-04-15 18:00 | 86.4332 | 86.4332 | 86.4332
2018-04-15 19:00 | 85.6794 | 85.6794 | 85.6794
2018-04-15 20:00 | 86.3294 | 86.3294 | 86.3294
2018-04-15 21:00 | 86.3569 | 86.3569 | 86.3569
2018-04-15 22:00 | 86.4881 | 86.4881 | 86.4881
2018-04-15 23:00 | 86.4332 | 86.4332 | 86.4332
2018-04-16 | 86.4088 | 86.4088 | 86.4088
2018-04-16 01:00 | 86.0426 | 86.0426 | 86.0426
2018-04-16 02:00 | 86.392 | 86.392 | 86.392
2018-04-16 03:00 | 86.2776 | 86.2776 | 86.2776
2018-04-16 04:00 | 86.5034 | 86.5034 | 86.5034
2018-04-16 05:00 | 86.3661 | 86.3661 | 86.3661
2018-04-16 06:00 | 86.2898 | 86.2898 | 86.2898
2018-04-16 07:00 | 86.2043 | 86.2043 | 86.2043
2018-04-16 08:00 | 86.3355 | 86.3355 | 86.3355
2018-04-16 09:00 | 86.3798 | 86.3798 | 86.3798
2018-04-16 10:00 | 86.2272 | 86.2272 | 86.2272
2018-04-16 11:00 | 86.2119 | 86.2119 | 86.2119
2018-04-16 12:00 | 86.389 | 86.389 | 86.389
2018-04-16 13:00 | 86.4027 | 86.4027 | 86.4027
2018-04-16 14:00 | 86.3783 | 86.3783 | 86.3783
2018-04-16 15:00 | 86.3355 | 86.3355 | 86.3355
2018-04-16 16:00 | 86.3493 | 86.3493 | 86.3493
2018-04-16 17:00 | 86.244 | 86.244 | 86.244
2018-04-16 18:00 | 86.3142 | 86.3142 | 86.3142
2018-04-16 19:00 | 86.2089 | 86.2089 | 86.2089
2018-04-16 20:00 | 86.2181 | 86.2181 | 86.2181
2018-04-16 21:00 | 86.1494 | 86.1494 | 86.1494
2018-04-16 22:00 | 86.2593 | 86.2593 | 86.2593
2018-04-16 23:00 | 86.4424 | 86.4424 | 86.4424
2018-04-17 | 86.4637 | 86.4637 | 86.4637
2018-04-17 01:00 | 86.5629 | 86.5629 | 86.5629
2018-04-17 02:00 | 86.3706 | 86.3706 | 86.3706
2018-04-17 03:00 | 86.3523 | 86.3523 | 86.3523
2018-04-17 04:00 | 86.3676 | 86.3676 | 86.3676
2018-04-17 05:00 | 86.4027 | 86.4027 | 86.4027
2018-04-17 06:00 | 86.4652 | 86.4652 | 86.4652
2018-04-17 07:00 | 86.4012 | 86.4012 | 86.4012
2018-04-17 08:00 | 86.4515 | 86.4515 | 86.4515
2018-04-17 09:00 | 86.2028 | 86.2028 | 86.2028
2018-04-17 10:00 | 86.2715 | 86.2715 | 86.2715
2018-04-17 11:00 | 86.7567 | 86.7567 | 86.7567
2018-04-17 12:00 | 86.6194 | 86.6194 | 86.6194
2018-04-17 13:00 | 86.6377 | 86.6377 | 86.6377
2018-04-17 14:00 | 86.8757 | 86.8757 | 86.8757
2018-04-17 15:00 | 86.7994 | 86.7994 | 86.7994
2018-04-17 16:00 | 86.7674 | 86.7674 | 86.7674
2018-04-17 17:00 | 86.7384 | 86.7384 | 86.7384
2018-04-17 18:00 | 86.7124 | 86.7124 | 86.7124
2018-04-17 19:00 | 86.8376 | 86.8376 | 86.8376
2018-04-17 20:00 | 86.627 | 86.627 | 86.627
2018-04-17 21:00 | 86.6239 | 86.6239 | 86.6239
2018-04-17 22:00 | 86.714 | 86.714 | 86.714
2018-04-17 23:00 | 86.8971 | 86.8971 | 86.8971
2018-04-18 | 0 | 0 | 0
2018-04-18 01:00 | 0 | 0 | 0
2018-04-18 02:00 | 0 | 0 | 0
2018-04-18 03:00 | 0 | 0 | 0
2018-04-18 04:00 | 0 | 0 | 0
2018-04-18 05:00 | 0 | 0 | 0
2018-04-18 06:00 | 0 | 0 | 0
2018-04-18 07:00 | 0 | 0 | 0
2018-04-18 08:00 | 0 | 0 | 0
2018-04-18 09:00 | 0 | 0 | 0
2018-04-18 10:00 | 0 | 0 | 0
2018-04-18 11:00 | 0 | 0 | 0
2018-04-18 12:00 | 0 | 0 | 0
2018-04-18 13:00 | 0 | 0 | 0
2018-04-18 14:00 | 0 | 0 | 0
2018-04-18 15:00 | 0 | 0 | 0
2018-04-18 16:00 | 0 | 0 | 0
2018-04-18 17:00 | 0 | 0 | 0
2018-04-18 18:00 | 0 | 0 | 0
2018-04-18 19:00 | 0 | 0 | 0
2018-04-18 20:00 | 0 | 0 | 0
2018-04-18 21:00 | 0 | 0 | 0
2018-04-18 22:00 | 0 | 0 | 0
2018-04-18 23:00 | 0 | 0 | 0
2018-04-19 | 86.5492 | 86.5492 | 86.5492
2018-04-19 01:00 | 86.7201 | 86.7201 | 86.7201
2018-04-19 02:00 | 86.5095 | 86.5095 | 86.5095
2018-04-19 03:00 | 86.4576 | 86.4576 | 86.4576
2018-04-19 04:00 | 86.6316 | 86.6316 | 86.6316
2018-04-19 05:00 | 86.569 | 86.569 | 86.569
2018-04-19 06:00 | 86.6468 | 86.6468 | 86.6468
2018-04-19 07:00 | 86.6361 | 86.6361 | 86.6361
2018-04-19 08:00 | 86.6819 | 86.6819 | 86.6819
2018-04-19 09:00 | 86.7094 | 86.7094 | 86.7094
2018-04-19 10:00 | 86.7933 | 86.7933 | 86.7933
2018-04-19 11:00 | 86.8009 | 86.8009 | 86.8009
2018-04-19 12:00 | 86.6728 | 86.6728 | 86.6728
2018-04-19 13:00 | 86.6316 | 86.6316 | 86.6316
2018-04-19 14:00 | 86.6316 | 86.6316 | 86.6316
2018-04-19 15:00 | 86.6636 | 86.6636 | 86.6636
2018-04-19 16:00 | 86.5568 | 86.5568 | 86.5568
2018-04-19 17:00 | 86.6865 | 86.6865 | 86.6865
2018-04-19 18:00 | 86.7262 | 86.7262 | 86.7262
2018-04-19 19:00 | 86.5187 | 86.5187 | 86.5187
2018-04-19 20:00 | 86.5766 | 86.5766 | 86.5766
2018-04-19 21:00 | 86.6194 | 86.6194 | 86.6194
2018-04-19 22:00 | 86.6743 | 86.6743 | 86.6743
2018-04-19 23:00 | 86.5644 | 86.5644 | 86.5644
2018-04-20 | 86.2226 | 86.2226 | 86.2226
2018-04-20 01:00 | 86.1128 | 86.1128 | 86.1128
2018-04-20 02:00 | 86.2791 | 86.2791 | 86.2791
2018-04-20 03:00 | 86.0014 | 86.0014 | 86.0014
2018-04-20 04:00 | 86.0533 | 86.0533 | 86.0533
2018-04-20 05:00 | 86.2257 | 86.2257 | 86.2257
2018-04-20 06:00 | 86.4332 | 86.4332 | 86.4332
2018-04-20 07:00 | 86.5873 | 86.5873 | 86.5873
2018-04-20 08:00 | 86.3691 | 86.3691 | 86.3691
2018-04-20 09:00 | 86.334 | 86.334 | 86.334
2018-04-20 10:00 | 86.5126 | 86.5126 | 86.5126
2018-04-20 11:00 | 86.5003 | 86.5003 | 86.5003
2018-04-20 12:00 | 86.7002 | 86.7002 | 86.7002
2018-04-20 13:00 | 86.363 | 86.363 | 86.363
2018-04-20 14:00 | 86.4408 | 86.4408 | 86.4408
2018-04-20 15:00 | 86.2943 | 86.2943 | 86.2943
2018-04-20 16:00 | 86.3706 | 86.3706 | 86.3706
2018-04-20 17:00 | 86.2882 | 86.2882 | 86.2882
2018-04-20 18:00 | 86.1875 | 86.1875 | 86.1875
2018-04-20 19:00 | 86.099 | 86.099 | 86.099
2018-04-20 20:00 | 86.1997 | 86.1997 | 86.1997
2018-04-20 21:00 | 86.3767 | 86.3767 | 86.3767
2018-04-20 22:00 | 86.3691 | 86.3691 | 86.3691
2018-04-20 23:00 | 86.4012 | 86.4012 | 86.4012
2018-04-21 | 86.0121 | 86.0121 | 86.0121
2018-04-21 01:00 | 85.919 | 85.919 | 85.919
2018-04-21 02:00 | 86.0533 | 86.0533 | 86.0533
2018-04-21 03:00 | 86.1677 | 86.1677 | 86.1677
2018-04-21 04:00 | 86.3081 | 86.3081 | 86.3081
2018-04-21 05:00 | 86.2562 | 86.2562 | 86.2562
2018-04-21 06:00 | 86.1234 | 86.1234 | 86.1234
2018-04-21 07:00 | 86.1906 | 86.1906 | 86.1906
2018-04-21 08:00 | 86.36 | 86.36 | 86.36
2018-04-21 09:00 | 86.4912 | 86.4912 | 86.4912
2018-04-21 10:00 | 86.1982 | 86.1982 | 86.1982
2018-04-21 11:00 | 86.1707 | 86.1707 | 86.1707
2018-04-21 12:00 | 86.5019 | 86.5019 | 86.5019
2018-04-21 13:00 | 86.6148 | 86.6148 | 86.6148
2018-04-21 14:00 | 86.4439 | 86.4439 | 86.4439
2018-04-21 15:00 | 86.5522 | 86.5522 | 86.5522
2018-04-21 16:00 | 86.5644 | 86.5644 | 86.5644
2018-04-21 17:00 | 86.7445 | 86.7445 | 86.7445
2018-04-21 18:00 | 86.4668 | 86.4668 | 86.4668
2018-04-21 19:00 | 86.3661 | 86.3661 | 86.3661
2018-04-21 20:00 | 86.1173 | 86.1173 | 86.1173
2018-04-21 21:00 | 86.1555 | 86.1555 | 86.1555
2018-04-21 22:00 | 86.2211 | 86.2211 | 86.2211
2018-04-21 23:00 | 86.2226 | 86.2226 | 86.2226
2018-04-22 | 86.2364 | 86.2364 | 86.2364
2018-04-22 01:00 | 86.3188 | 86.3188 | 86.3188
2018-04-22 02:00 | 86.2119 | 86.2119 | 86.2119
2018-04-22 03:00 | 86.1845 | 86.1845 | 86.1845
2018-04-22 04:00 | 86.2455 | 86.2455 | 86.2455
2018-04-22 05:00 | 86.2333 | 86.2333 | 86.2333
2018-04-22 06:00 | 86.2776 | 86.2776 | 86.2776
2018-04-22 07:00 | 86.2867 | 86.2867 | 86.2867
2018-04-22 08:00 | 86.2989 | 86.2989 | 86.2989
2018-04-22 09:00 | 86.2867 | 86.2867 | 86.2867
2018-04-22 10:00 | 86.2882 | 86.2882 | 86.2882
2018-04-22 11:00 | 86.1845 | 86.1845 | 86.1845
2018-04-22 12:00 | 86.1418 | 86.1418 | 86.1418
2018-04-22 13:00 | 86.1479 | 86.1479 | 86.1479
2018-04-22 14:00 | 86.1112 | 86.1112 | 86.1112
2018-04-22 15:00 | 86.2455 | 86.2455 | 86.2455
2018-04-22 16:00 | 86.3447 | 86.3447 | 86.3447
2018-04-22 17:00 | 86.4805 | 86.4805 | 86.4805
2018-04-22 18:00 | 86.4332 | 86.4332 | 86.4332
2018-04-22 19:00 | 85.6794 | 85.6794 | 85.6794
2018-04-22 20:00 | 86.3294 | 86.3294 | 86.3294
2018-04-22 21:00 | 86.3569 | 86.3569 | 86.3569
2018-04-22 22:00 | 86.4881 | 86.4881 | 86.4881
2018-04-22 23:00 | 86.4332 | 86.4332 | 86.4332
2018-04-23 | 86.4088 | 86.4088 | 86.4088
2018-04-23 01:00 | 86.0426 | 86.0426 | 86.0426
2018-04-23 02:00 | 86.392 | 86.392 | 86.392
2018-04-23 03:00 | 86.2776 | 86.2776 | 86.2776
2018-04-23 04:00 | 86.5034 | 86.5034 | 86.5034
2018-04-23 05:00 | 86.3661 | 86.3661 | 86.3661
2018-04-23 06:00 | 86.2898 | 86.2898 | 86.2898
2018-04-23 07:00 | 86.2043 | 86.2043 | 86.2043
2018-04-23 08:00 | 86.3355 | 86.3355 | 86.3355
2018-04-23 09:00 | 86.3798 | 86.3798 | 86.3798
2018-04-23 10:00 | 86.2272 | 86.2272 | 86.2272
2018-04-23 11:00 | 86.2119 | 86.2119 | 86.2119
2018-04-23 12:00 | 86.389 | 86.389 | 86.389
2018-04-23 13:00 | 86.4027 | 86.4027 | 86.4027
2018-04-23 14:00 | 86.3783 | 86.3783 | 86.3783
2018-04-23 15:00 | 86.3355 | 86.3355 | 86.3355
2018-04-23 16:00 | 86.3493 | 86.3493 | 86.3493
2018-04-23 17:00 | 86.244 | 86.244 | 86.244
2018-04-23 18:00 | 86.3142 | 86.3142 | 86.3142
2018-04-23 19:00 | 86.2089 | 86.2089 | 86.2089
2018-04-23 20:00 | 86.2181 | 86.2181 | 86.2181
2018-04-23 21:00 | 86.1494 | 86.1494 | 86.1494
2018-04-23 22:00 | 86.2593 | 86.2593 | 86.2593
2018-04-23 23:00 | 86.4424 | 86.4424 | 86.4424
2018-04-24 | 86.4637 | 86.4637 | 86.4637
2018-04-24 01:00 | 86.5629 | 86.5629 | 86.5629
2018-04-24 02:00 | 86.3706 | 86.3706 | 86.3706
2018-04-24 03:00 | 86.3523 | 86.3523 | 86.3523
2018-04-24 04:00 | 86.3676 | 86.3676 | 86.3676
2018-04-24 05:00 | 86.4027 | 86.4027 | 86.4027
2018-04-24 06:00 | 86.4652 | 86.4652 | 86.4652
2018-04-24 07:00 | 86.4012 | 86.4012 | 86.4012
2018-04-24 08:00 | 86.4515 | 86.4515 | 86.4515
2018-04-24 09:00 | 86.2028 | 86.2028 | 86.2028
2018-04-24 10:00 | 86.2715 | 86.2715 | 86.2715
2018-04-24 11:00 | 86.7567 | 86.7567 | 86.7567
2018-04-24 12:00 | 86.6194 | 86.6194 | 86.6194
2018-04-24 13:00 | 86.6377 | 86.6377 | 86.6377
2018-04-24 14:00 | 86.8757 | 86.8757 | 86.8757
2018-04-24 15:00 | 86.7994 | 86.7994 | 86.7994
2018-04-24 16:00 | 86.7674 | 86.7674 | 86.7674
2018-04-24 17:00 | 86.7384 | 86.7384 | 86.7384
2018-04-24 18:00 | 86.7124 | 86.7124 | 86.7124
2018-04-24 19:00 | 86.8376 | 86.8376 | 86.8376
2018-04-24 20:00 | 86.627 | 86.627 | 86.627
2018-04-24 21:00 | 86.6239 | 86.6239 | 86.6239
2018-04-24 22:00 | 86.714 | 86.714 | 86.714
2018-04-24 23:00 | 86.8971 | 86.8971 | 86.8971
2018-04-25 | 0 | 0 | 0
2018-04-25 01:00 | 0 | 0 | 0
2018-04-25 02:00 | 0 | 0 | 0
2018-04-25 03:00 | 0 | 0 | 0
2018-04-25 04:00 | 0 | 0 | 0
2018-04-25 05:00 | 0 | 0 | 0
2018-04-25 06:00 | 0 | 0 | 0
2018-04-25 07:00 | 0 | 0 | 0
2018-04-25 08:00 | 0 | 0 | 0
2018-04-25 09:00 | 0 | 0 | 0
2018-04-25 10:00 | 0 | 0 | 0
2018-04-25 11:00 | 0 | 0 | 0
2018-04-25 12:00 | 0 | 0 | 0
2018-04-25 13:00 | 0 | 0 | 0
2018-04-25 14:00 | 0 | 0 | 0
2018-04-25 15:00 | 0 | 0 | 0
2018-04-25 16:00 | 0 | 0 | 0
2018-04-25 17:00 | 0 | 0 | 0
2018-04-25 18:00 | 0 | 0 | 0
2018-04-25 19:00 | 0 | 0 | 0
2018-04-25 20:00 | 0 | 0 | 0
2018-04-25 21:00 | 0 | 0 | 0
2018-04-25 22:00 | 0 | 0 | 0
2018-04-25 23:00 | 0 | 0 | 0
2018-04-26 | 86.5492 | 86.5492 | 86.5492
2018-04-26 01:00 | 86.7201 | 86.7201 | 86.7201
2018-04-26 02:00 | 86.5095 | 86.5095 | 86.5095
2018-04-26 03:00 | 86.4576 | 86.4576 | 86.4576
2018-04-26 04:00 | 86.6316 | 86.6316 | 86.6316
2018-04-26 05:00 | 86.569 | 86.569 | 86.569
2018-04-26 06:00 | 86.6468 | 86.6468 | 86.6468
2018-04-26 07:00 | 86.6361 | 86.6361 | 86.6361
2018-04-26 08:00 | 86.6819 | 86.6819 | 86.6819
2018-04-26 09:00 | 86.7094 | 86.7094 | 86.7094
2018-04-26 10:00 | 86.7933 | 86.7933 | 86.7933
2018-04-26 11:00 | 86.8009 | 86.8009 | 86.8009
2018-04-26 12:00 | 86.6728 | 86.6728 | 86.6728
2018-04-26 13:00 | 86.6316 | 86.6316 | 86.6316
2018-04-26 14:00 | 86.6316 | 86.6316 | 86.6316
2018-04-26 15:00 | 86.6636 | 86.6636 | 86.6636
2018-04-26 16:00 | 86.5568 | 86.5568 | 86.5568
2018-04-26 17:00 | 86.6865 | 86.6865 | 86.6865
2018-04-26 18:00 | 86.7262 | 86.7262 | 86.7262
2018-04-26 19:00 | 86.5187 | 86.5187 | 86.5187
2018-04-26 20:00 | 86.5766 | 86.5766 | 86.5766
2018-04-26 21:00 | 86.6194 | 86.6194 | 86.6194
2018-04-26 22:00 | 86.6743 | 86.6743 | 86.6743
2018-04-26 23:00 | 86.5644 | 86.5644 | 86.5644
2018-04-27 | 86.2226 | 86.2226 | 86.2226
2018-04-27 01:00 | 86.1128 | 86.1128 | 86.1128
2018-04-27 02:00 | 86.2791 | 86.2791 | 86.2791
2018-04-27 03:00 | 86.0014 | 86.0014 | 86.0014
2018-04-27 04:00 | 86.0533 | 86.0533 | 86.0533
2018-04-27 05:00 | 86.2257 | 86.2257 | 86.2257
2018-04-27 06:00 | 86.4332 | 86.4332 | 86.4332
2018-04-27 07:00 | 86.5873 | 86.5873 | 86.5873
2018-04-27 08:00 | 86.3691 | 86.3691 | 86.3691
2018-04-27 09:00 | 86.334 | 86.334 | 86.334
2018-04-27 10:00 | 86.5126 | 86.5126 | 86.5126
2018-04-27 11:00 | 86.5003 | 86.5003 | 86.5003
2018-04-27 12:00 | 86.7002 | 86.7002 | 86.7002
2018-04-27 13:00 | 86.363 | 86.363 | 86.363
2018-04-27 14:00 | 86.4408 | 86.4408 | 86.4408
2018-04-27 15:00 | 86.2943 | 86.2943 | 86.2943
2018-04-27 16:00 | 86.3706 | 86.3706 | 86.3706
2018-04-27 17:00 | 86.2882 | 86.2882 | 86.2882
2018-04-27 18:00 | 86.1875 | 86.1875 | 86.1875
2018-04-27 19:00 | 86.099 | 86.099 | 86.099
2018-04-27 20:00 | 86.1997 | 86.1997 | 86.1997
2018-04-27 21:00 | 86.3767 | 86.3767 | 86.3767
2018-04-27 22:00 | 86.3691 | 86.3691 | 86.3691
2018-04-27 23:00 | 86.4012 | 86.4012 | 86.4012
2018-04-28 | 86.0121 | 86.0121 | 86.0121
2018-04-28 01:00 | 85.919 | 85.919 | 85.919
2018-04-28 02:00 | 86.0533 | 86.0533 | 86.0533
2018-04-28 03:00 | 86.1677 | 86.1677 | 86.1677
2018-04-28 04:00 | 86.3081 | 86.3081 | 86.3081
2018-04-28 05:00 | 86.2562 | 86.2562 | 86.2562
2018-04-28 06:00 | 86.1234 | 86.1234 | 86.1234
2018-04-28 07:00 | 86.1906 | 86.1906 | 86.1906
2018-04-28 08:00 | 86.36 | 86.36 | 86.36
2018-04-28 09:00 | 86.4912 | 86.4912 | 86.4912
2018-04-28 10:00 | 86.1982 | 86.1982 | 86.1982
2018-04-28 11:00 | 86.1707 | 86.1707 | 86.1707
2018-04-28 12:00 | 86.5019 | 86.5019 | 86.5019
2018-04-28 13:00 | 86.6148 | 86.6148 | 86.6148
2018-04-28 14:00 | 86.4439 | 86.4439 | 86.4439
2018-04-28 15:00 | 86.5522 | 86.5522 | 86.5522
2018-04-28 16:00 | 86.5644 | 86.5644 | 86.5644
2018-04-28 17:00 | 86.7445 | 86.7445 | 86.7445
2018-04-28 18:00 | 86.4668 | 86.4668 | 86.4668
2018-04-28 19:00 | 86.3661 | 86.3661 | 86.3661
2018-04-28 20:00 | 86.1173 | 86.1173 | 86.1173
2018-04-28 21:00 | 86.1555 | 86.1555 | 86.1555
2018-04-28 22:00 | 86.2211 | 86.2211 | 86.2211
2018-04-28 23:00 | 86.2226 | 86.2226 | 86.2226
2018-04-29 | 86.2364 | 86.2364 | 86.2364
2018-04-29 01:00 | 86.3188 | 86.3188 | 86.3188
2018-04-29 02:00 | 86.2119 | 86.2119 | 86.2119
2018-04-29 03:00 | 86.1845 | 86.1845 | 86.1845
2018-04-29 04:00 | 86.2455 | 86.2455 | 86.2455
2018-04-29 05:00 | 86.2333 | 86.2333 | 86.2333
2018-04-29 06:00 | 86.2776 | 86.2776 | 86.2776
2018-04-29 07:00 | 86.2867 | 86.2867 | 86.2867
2018-04-29 08:00 | 86.2989 | 86.2989 | 86.2989
2018-04-29 09:00 | 86.2867 | 86.2867 | 86.2867
2018-04-29 10:00 | 86.2882 | 86.2882 | 86.2882
2018-04-29 11:00 | 86.1845 | 86.1845 | 86.1845
2018-04-29 12:00 | 86.1418 | 86.1418 | 86.1418
2018-04-29 13:00 | 86.1479 | 86.1479 | 86.1479
2018-04-29 14:00 | 86.1112 | 86.1112 | 86.1112
2018-04-29 15:00 | 86.2455 | 86.2455 | 86.2455
2018-04-29 16:00 | 86.3447 | 86.3447 | 86.3447
2018-04-29 17:00 | 86.4805 | 86.4805 | 86.4805
2018-04-29 18:00 | 86.4332 | 86.4332 | 86.4332
2018-04-29 19:00 | 85.6794 | 85.6794 | 85.6794
2018-04-29 20:00 | 86.3294 | 86.3294 | 86.3294
2018-04-29 21:00 | 86.3569 | 86.3569 | 86.3569
2018-04-29 22:00 | 86.4881 | 86.4881 | 86.4881
2018-04-29 23:00 | 86.4332 | 86.4332 | 86.4332
2018-04-30 | 86.4088 | 86.4088 | 86.4088
2018-04-30 01:00 | 86.0426 | 86.0426 | 86.0426
2018-04-30 02:00 | 86.392 | 86.392 | 86.392
2018-04-30 03:00 | 86.2776 | 86.2776 | 86.2776
2018-04-30 04:00 | 86.5034 | 86.5034 | 86.5034
2018-04-30 05:00 | 86.3661 | 86.3661 | 86.3661
2018-04-30 06:00 | 86.2898 | 86.2898 | 86.2898
2018-04-30 07:00 | 86.2043 | 86.2043 | 86.2043
2018-04-30 08:00 | 86.3355 | 86.3355 | 86.3355
2018-04-30 09:00 | 86.3798 | 86.3798 | 86.3798
2018-04-30 10:00 | 86.2272 | 86.2272 | 86.2272
2018-04-30 11:00 | 86.2119 | 86.2119 | 86.2119
2018-04-30 12:00 | 86.389 | 86.389 | 86.389
2018-04-30 13:00 | 86.4027 | 86.4027 | 86.4027
2018-04-30 14:00 | 86.3783 | 86.3783 | 86.3783
2018-04-30 15:00 | 86.3355 | 86.3355 | 86.3355
2018-04-30 16:00 | 86.3493 | 86.3493 | 86.3493
2018-04-30 17:00 | 86.244 | 86.244 | 86.244
2018-04-30 18:00 | 86.3142 | 86.3142 | 86.3142
2018-04-30 19:00 | 86.2089 | 86.2089 | 86.2089
2018-04-30 20:00 | 86.2181 | 86.2181 | 86.2181
2018-04-30 21:00 | 86.1494 | 86.1494 | 86.1494
2018-04-30 22:00 | 86.2593 | 86.2593 | 86.2593
2018-04-30 23:00 | 86.4424 | 86.4424 | 86.4424
2018-05-01 | 86.4637 | 86.4637 | 86.4637
2018-05-01 01:00 | 86.5629 | 86.5629 | 86.5629
2018-05-01 02:00 | 86.3706 | 86.3706 | 86.3706
2018-05-01 03:00 | 86.3523 | 86.3523 | 86.3523
2018-05-01 04:00 | 86.3676 | 86.3676 | 86.3676
2018-05-01 05:00 | 86.4027 | 86.4027 | 86.4027
2018-05-01 06:00 | 86.4652 | 86.4652 | 86.4652
2018-05-01 07:00 | 86.4012 | 86.4012 | 86.4012
2018-05-01 08:00 | 86.4515 | 86.4515 | 86.4515
2018-05-01 09:00 | 86.2028 | 86.2028 | 86.2028
2018-05-01 10:00 | 86.2715 | 86.2715 | 86.2715
2018-05-01 11:00 | 86.7567 | 86.7567 | 86.7567
2018-05-01 12:00 | 86.6194 | 86.6194 | 86.6194
2018-05-01 13:00 | 86.6377 | 86.6377 | 86.6377
2018-05-01 14:00 | 86.8757 | 86.8757 | 86.8757
2018-05-01 15:00 | 86.7994 | 86.7994 | 86.7994
2018-05-01 16:00 | 86.7674 | 86.7674 | 86.7674
2018-05-01 17:00 | 86.7384 | 86.7384 | 86.7384
2018-05-01 18:00 | 86.7124 | 86.7124 | 86.7124
2018-05-01 19:00 | 86.8376 | 86.8376 | 86.8376
2018-05-01 20:00 | 86.627 | 86.627 | 86.627
2018-05-01 21:00 | 86.6239 | 86.6239 | 86.6239
2018-05-01 22:00 | 86.714 | 86.714 | 86.714
2018-05-01 23:00 | 86.8971 | 86.8971 | 86.8971
2018-05-02 | 0 | 0 | 0
2018-05-02 01:00 | 0 | 0 | 0
2018-05-02 02:00 | 0 | 0 | 0
2018-05-02 03:00 | 0 | 0 | 0
2018-05-02 04:00 | 0 | 0 | 0
2018-05-02 05:00 | 0 | 0 | 0
2018-05-02 06:00 | 0 | 0 | 0
2018-05-02 07:00 | 0 | 0 | 0
2018-05-02 08:00 | 0 | 0 | 0
2018-05-02 09:00 | 0 | 0 | 0
2018-05-02 10:00 | 0 | 0 | 0
2018-05-02 11:00 | 0 | 0 | 0
2018-05-02 12:00 | 0 | 0 | 0
2018-05-02 13:00 | 0 | 0 | 0
2018-05-02 14:00 | 0 | 0 | 0
2018-05-02 15:00 | 0 | 0 | 0
2018-05-02 16:00 | 0 | 0 | 0
2018-05-02 17:00 | 0 | 0 | 0
2018-05-02 18:00 | 0 | 0 | 0
2018-05-02 19:00 | 0 | 0 | 0
2018-05-02 20:00 | 0 | 0 | 0
2018-05-02 21:00 | 0 | 0 | 0
2018-05-02 22:00 | 0 | 0 | 0
2018-05-02 23:00 | 0 | 0 | 0
2018-05-03 | 86.5492 | 86.5492 | 86.5492
2018-05-03 01:00 | 86.7201 | 86.7201 | 86.7201
2018-05-03 02:00 | 86.5095 | 86.5095 | 86.5095
2018-05-03 03:00 | 86.4576 | 86.4576 | 86.4576
2018-05-03 04:00 | 86.6316 | 86.6316 | 86.6316
2018-05-03 05:00 | 86.569 | 86.569 | 86.569
2018-05-03 06:00 | 86.6468 | 86.6468 | 86.6468
2018-05-03 07:00 | 86.6361 | 86.6361 | 86.6361
2018-05-03 08:00 | 86.6819 | 86.6819 | 86.6819
2018-05-03 09:00 | 86.7094 | 86.7094 | 86.7094
2018-05-03 10:00 | 86.7933 | 86.7933 | 86.7933
2018-05-03 11:00 | 86.8009 | 86.8009 | 86.8009
2018-05-03 12:00 | 86.6728 | 86.6728 | 86.6728
2018-05-03 13:00 | 86.6316 | 86.6316 | 86.6316
2018-05-03 14:00 | 86.6316 | 86.6316 | 86.6316
2018-05-03 15:00 | 86.6636 | 86.6636 | 86.6636
2018-05-03 16:00 | 86.5568 | 86.5568 | 86.5568
2018-05-03 17:00 | 86.6865 | 86.6865 | 86.6865
2018-05-03 18:00 | 86.7262 | 86.7262 | 86.7262
2018-05-03 19:00 | 86.5187 | 86.5187 | 86.5187
2018-05-03 20:00 | 86.5766 | 86.5766 | 86.5766
2018-05-03 21:00 | 86.6194 | 86.6194 | 86.6194
2018-05-03 22:00 | 86.6743 | 86.6743 | 86.6743
2018-05-03 23:00 | 86.5644 | 86.5644 | 86.5644
2018-05-04 | 86.2226 | 86.2226 | 86.2226
2018-05-04 01:00 | 86.1128 | 86.1128 | 86.1128
2018-05-04 02:00 | 86.2791 | 86.2791 | 86.2791
2018-05-04 03:00 | 86.0014 | 86.0014 | 86.0014
2018-05-04 04:00 | 86.0533 | 86.0533 | 86.0533
2018-05-04 05:00 | 86.2257 | 86.2257 | 86.2257
2018-05-04 06:00 | 86.4332 | 86.4332 | 86.4332
2018-05-04 07:00 | 86.5873 | 86.5873 | 86.5873
2018-05-04 08:00 | 86.3691 | 86.3691 | 86.3691
2018-05-04 09:00 | 86.334 | 86.334 | 86.334
2018-05-04 10:00 | 86.5126 | 86.5126 | 86.5126
2018-05-04 11:00 | 86.5003 | 86.5003 | 86.5003
2018-05-04 12:00 | 86.7002 | 86.7002 | 86.7002
2018-05-04 13:00 | 86.363 | 86.363 | 86.363
2018-05-04 14:00 | 86.4408 | 86.4408 | 86.4408
2018-05-04 15:00 | 86.2943 | 86.2943 | 86.2943
2018-05-04 16:00 | 86.3706 | 86.3706 | 86.3706
2018-05-04 17:00 | 86.2882 | 86.2882 | 86.2882
2018-05-04 18:00 | 86.1875 | 86.1875 | 86.1875
2018-05-04 19:00 | 86.099 | 86.099 | 86.099
2018-05-04 20:00 | 86.1997 | 86.1997 | 86.1997
2018-05-04 21:00 | 86.3767 | 86.3767 | 86.3767
2018-05-04 22:00 | 86.3691 | 86.3691 | 86.3691
2018-05-04 23:00 | 86.4012 | 86.4012 | 86.4012
2018-05-05 | 86.0121 | 86.0121 | 86.0121
2018-05-05 01:00 | 85.919 | 85.919 | 85.919
2018-05-05 02:00 | 86.0533 | 86.0533 | 86.0533
2018-05-05 03:00 | 86.1677 | 86.1677 | 86.1677
2018-05-05 04:00 | 86.3081 | 86.3081 | 86.3081
2018-05-05 05:00 | 86.2562 | 86.2562 | 86.2562
2018-05-05 06:00 | 86.1234 | 86.1234 | 86.1234
2018-05-05 07:00 | 86.1906 | 86.1906 | 86.1906
2018-05-05 08:00 | 86.36 | 86.36 | 86.36
2018-05-05 09:00 | 86.4912 | 86.4912 | 86.4912
2018-05-05 10:00 | 86.1982 | 86.1982 | 86.1982
2018-05-05 11:00 | 86.1707 | 86.1707 | 86.1707
2018-05-05 12:00 | 86.5019 | 86.5019 | 86.5019
2018-05-05 13:00 | 86.6148 | 86.6148 | 86.6148
2018-05-05 14:00 | 86.4439 | 86.4439 | 86.4439
2018-05-05 15:00 | 86.5522 | 86.5522 | 86.5522
2018-05-05 16:00 | 86.5644 | 86.5644 | 86.5644
2018-05-05 17:00 | 86.7445 | 86.7445 | 86.7445
2018-05-05 18:00 | 86.4668 | 86.4668 | 86.4668
2018-05-05 19:00 | 86.3661 | 86.3661 | 86.3661
2018-05-05 20:00 | 86.1173 | 86.1173 | 86.1173
2018-05-05 21:00 | 86.1555 | 86.1555 | 86.1555
2018-05-05 22:00 | 86.2211 | 86.2211 | 86.2211
2018-05-05 23:00 | 86.2226 | 86.2226 | 86.2226
2018-05-06 | 86.2364 | 86.2364 | 86.2364
2018-05-06 01:00 | 86.3188 | 86.3188 | 86.3188
2018-05-06 02:00 | 86.2119 | 86.2119 | 86.2119
2018-05-06 03:00 | 86.1845 | 86.1845 | 86.1845
2018-05-06 04:00 | 86.2455 | 86.2455 | 86.2455
2018-05-06 05:00 | 86.2333 | 86.2333 | 86.2333
2018-05-06 06:00 | 86.2776 | 86.2776 | 86.2776
2018-05-06 07:00 | 86.2867 | 86.2867 | 86.2867
2018-05-06 08:00 | 86.2989 | 86.2989 | 86.2989
2018-05-06 09:00 | 86.2867 | 86.2867 | 86.2867
2018-05-06 10:00 | 86.2882 | 86.2882 | 86.2882
2018-05-06 11:00 | 86.1845 | 86.1845 | 86.1845
2018-05-06 12:00 | 86.1418 | 86.1418 | 86.1418
2018-05-06 13:00 | 86.1479 | 86.1479 | 86.1479
2018-05-06 14:00 | 86.1112 | 86.1112 | 86.1112
2018-05-06 15:00 | 86.2455 | 86.2455 | 86.2455
2018-05-06 16:00 | 86.3447 | 86.3447 | 86.3447
2018-05-06 17:00 | 86.4805 | 86.4805 | 86.4805
2018-05-06 18:00 | 86.4332 | 86.4332 | 86.4332
2018-05-06 19:00 | 85.6794 | 85.6794 | 85.6794
2018-05-06 20:00 | 86.3294 | 86.3294 | 86.3294
2018-05-06 21:00 | 86.3569 | 86.3569 | 86.3569
2018-05-06 22:00 | 86.4881 | 86.4881 | 86.4881
2018-05-06 23:00 | 86.4332 | 86.4332 | 86.4332
2018-05-07 | 86.4088 | 86.4088 | 86.4088
2018-05-07 01:00 | 86.0426 | 86.0426 | 86.0426
2018-05-07 02:00 | 86.392 | 86.392 | 86.392
2018-05-07 03:00 | 86.2776 | 86.2776 | 86.2776
2018-05-07 04:00 | 86.5034 | 86.5034 | 86.5034
2018-05-07 05:00 | 86.3661 | 86.3661 | 86.3661
2018-05-07 06:00 | 86.2898 | 86.2898 | 86.2898
2018-05-07 07:00 | 86.2043 | 86.2043 | 86.2043
2018-05-07 08:00 | 86.3355 | 86.3355 | 86.3355
2018-05-07 09:00 | 86.3798 | 86.3798 | 86.3798
2018-05-07 10:00 | 86.2272 | 86.2272 | 86.2272
2018-05-07 11:00 | 86.2119 | 86.2119 | 86.2119
2018-05-07 12:00 | 86.389 | 86.389 | 86.389
2018-05-07 13:00 | 86.4027 | 86.4027 | 86.4027
2018-05-07 14:00 | 86.3783 | 86.3783 | 86.3783
2018-05-07 15:00 | 86.3355 | 86.3355 | 86.3355
2018-05-07 16:00 | 86.3493 | 86.3493 | 86.3493
2018-05-07 17:00 | 86.244 | 86.244 | 86.244
2018-05-07 18:00 | 86.3142 | 86.3142 | 86.3142
2018-05-07 19:00 | 86.2089 | 86.2089 | 86.2089
2018-05-07 20:00 | 86.2181 | 86.2181 | 86.2181
2018-05-07 21:00 | 86.1494 | 86.1494 | 86.1494
2018-05-07 22:00 | 86.2593 | 86.2593 | 86.2593
2018-05-07 23:00 | 86.4424 | 86.4424 | 86.4424
2018-05-08 | 86.4637 | 86.4637 | 86.4637
2018-05-08 01:00 | 86.5629 | 86.5629 | 86.5629
2018-05-08 02:00 | 86.3706 | 86.3706 | 86.3706
2018-05-08 03:00 | 86.3523 | 86.3523 | 86.3523
2018-05-08 04:00 | 86.3676 | 86.3676 | 86.3676
2018-05-08 05:00 | 86.4027 | 86.4027 | 86.4027
2018-05-08 06:00 | 86.4652 | 86.4652 | 86.4652
2018-05-08 07:00 | 86.4012 | 86.4012 | 86.4012
2018-05-08 08:00 | 86.4515 | 86.4515 | 86.4515
2018-05-08 09:00 | 86.2028 | 86.2028 | 86.2028
2018-05-08 10:00 | 86.2715 | 86.2715 | 86.2715
2018-05-08 11:00 | 86.7567 | 86.7567 | 86.7567
2018-05-08 12:00 | 86.6194 | 86.6194 | 86.6194
2018-05-08 13:00 | 86.6377 | 86.6377 | 86.6377
2018-05-08 14:00 | 86.8757 | 86.8757 | 86.8757
2018-05-08 15:00 | 86.7994 | 86.7994 | 86.7994
2018-05-08 16:00 | 86.7674 | 86.7674 | 86.7674
2018-05-08 17:00 | 86.7384 | 86.7384 | 86.7384
2018-05-08 18:00 | 86.7124 | 86.7124 | 86.7124
2018-05-08 19:00 | 86.8376 | 86.8376 | 86.8376
2018-05-08 20:00 | 86.627 | 86.627 | 86.627
2018-05-08 21:00 | 86.6239 | 86.6239 | 86.6239
2018-05-08 22:00 | 86.714 | 86.714 | 86.714
2018-05-08 23:00 | 86.8971 | 86.8971 | 86.8971
2018-05-09 | 0 | 0 | 0
2018-05-09 01:00 | 0 | 0 | 0
2018-05-09 02:00 | 0 | 0 | 0
2018-05-09 03:00 | 0 | 0 | 0
2018-05-09 04:00 | 0 | 0 | 0
2018-05-09 05:00 | 0 | 0 | 0
2018-05-09 06:00 | 0 | 0 | 0
2018-05-09 07:00 | 0 | 0 | 0
2018-05-09 08:00 | 0 | 0 | 0
2018-05-09 09:00 | 0 | 0 | 0
2018-05-09 10:00 | 0 | 0 | 0
2018-05-09 11:00 | 0 | 0 | 0
2018-05-09 12:00 | 0 | 0 | 0
2018-05-09 13:00 | 0 | 0 | 0
2018-05-09 14:00 | 0 | 0 | 0
2018-05-09 15:00 | 0 | 0 | 0
2018-05-09 16:00 | 0 | 0 | 0
2018-05-09 17:00 | 0 | 0 | 0
2018-05-09 18:00 | 0 | 0 | 0
2018-05-09 19:00 | 0 | 0 | 0
2018-05-09 20:00 | 0 | 0 | 0
2018-05-09 21:00 | 0 | 0 | 0
2018-05-09 22:00 | 0 | 0 | 0
2018-05-09 23:00 | 0 | 0 | 0
2018-05-10 | 86.5492 | 86.5492 | 86.5492
2018-05-10 01:00 | 86.7201 | 86.7201 | 86.7201
2018-05-10 02:00 | 86.5095 | 86.5095 | 86.5095
2018-05-10 03:00 | 86.4576 | 86.4576 | 86.4576
2018-05-10 04:00 | 86.6316 | 86.6316 | 86.6316
2018-05-10 05:00 | 86.569 | 86.569 | 86.569
2018-05-10 06:00 | 86.6468 | 86.6468 | 86.6468
2018-05-10 07:00 | 86.6361 | 86.6361 | 86.6361
2018-05-10 08:00 | 86.6819 | 86.6819 | 86.6819
2018-05-10 09:00 | 86.7094 | 86.7094 | 86.7094
2018-05-10 10:00 | 86.7933 | 86.7933 | 86.7933
2018-05-10 11:00 | 86.8009 | 86.8009 | 86.8009
2018-05-10 12:00 | 86.6728 | 86.6728 | 86.6728
2018-05-10 13:00 | 86.6316 | 86.6316 | 86.6316
2018-05-10 14:00 | 86.6316 | 86.6316 | 86.6316
2018-05-10 15:00 | 86.6636 | 86.6636 | 86.6636
2018-05-10 16:00 | 86.5568 | 86.5568 | 86.5568
2018-05-10 17:00 | 86.6865 | 86.6865 | 86.6865
2018-05-10 18:00 | 86.7262 | 86.7262 | 86.7262
2018-05-10 19:00 | 86.5187 | 86.5187 | 86.5187
2018-05-10 20:00 | 86.5766 | 86.5766 | 86.5766
2018-05-10 21:00 | 86.6194 | 86.6194 | 86.6194
2018-05-10 22:00 | 86.6743 | 86.6743 | 86.6743
2018-05-10 23:00 | 86.5644 | 86.5644 | 86.5644
2018-05-11 | 86.2226 | 86.2226 | 86.2226
2018-05-11 01:00 | 86.1128 | 86.1128 | 86.1128
2018-05-11 02:00 | 86.2791 | 86.2791 | 86.2791
2018-05-11 03:00 | 86.0014 | 86.0014 | 86.0014
2018-05-11 04:00 | 86.0533 | 86.0533 | 86.0533
2018-05-11 05:00 | 86.2257 | 86.2257 | 86.2257
2018-05-11 06:00 | 86.4332 | 86.4332 | 86.4332
2018-05-11 07:00 | 86.5873 | 86.5873 | 86.5873
2018-05-11 08:00 | 86.3691 | 86.3691 | 86.3691
2018-05-11 09:00 | 86.334 | 86.334 | 86.334
2018-05-11 10:00 | 86.5126 | 86.5126 | 86.5126
2018-05-11 11:00 | 86.5003 | 86.5003 | 86.5003
2018-05-11 12:00 | 86.7002 | 86.7002 | 86.7002
2018-05-11 13:00 | 86.363 | 86.363 | 86.363
2018-05-11 14:00 | 86.4408 | 86.4408 | 86.4408
2018-05-11 15:00 | 86.2943 | 86.2943 | 86.2943
2018-05-11 16:00 | 86.3706 | 86.3706 | 86.3706
2018-05-11 17:00 | 86.2882 | 86.2882 | 86.2882
2018-05-11 18:00 | 86.1875 | 86.1875 | 86.1875
2018-05-11 19:00 | 86.099 | 86.099 | 86.099
2018-05-11 20:00 | 86.1997 | 86.1997 | 86.1997
2018-05-11 21:00 | 86.3767 | 86.3767 | 86.3767
2018-05-11 22:00 | 86.3691 | 86.3691 | 86.3691
2018-05-11 23:00 | 86.4012 | 86.4012 | 86.4012
2018-05-12 | 86.0121 | 86.0121 | 86.0121
2018-05-12 01:00 | 85.919 | 85.919 | 85.919
2018-05-12 02:00 | 86.0533 | 86.0533 | 86.0533
2018-05-12 03:00 | 86.1677 | 86.1677 | 86.1677
2018-05-12 04:00 | 86.3081 | 86.3081 | 86.3081
2018-05-12 05:00 | 86.2562 | 86.2562 | 86.2562
2018-05-12 06:00 | 86.1234 | 86.1234 | 86.1234
2018-05-12 07:00 | 86.1906 | 86.1906 | 86.1906
2018-05-12 08:00 | 86.36 | 86.36 | 86.36
2018-05-12 09:00 | 86.4912 | 86.4912 | 86.4912
2018-05-12 10:00 | 86.1982 | 86.1982 | 86.1982
2018-05-12 11:00 | 86.1707 | 86.1707 | 86.1707
2018-05-12 12:00 | 86.5019 | 86.5019 | 86.5019
2018-05-12 13:00 | 86.6148 | 86.6148 | 86.6148
2018-05-12 14:00 | 86.4439 | 86.4439 | 86.4439
2018-05-12 15:00 | 86.5522 | 86.5522 | 86.5522
2018-05-12 16:00 | 86.5644 | 86.5644 | 86.5644
2018-05-12 17:00 | 86.7445 | 86.7445 | 86.7445
2018-05-12 18:00 | 86.4668 | 86.4668 | 86.4668
2018-05-12 19:00 | 86.3661 | 86.3661 | 86.3661
2018-05-12 20:00 | 86.1173 | 86.1173 | 86.1173
2018-05-12 21:00 | 86.1555 | 86.1555 | 86.1555
2018-05-12 22:00 | 86.2211 | 86.2211 | 86.2211
2018-05-12 23:00 | 86.2226 | 86.2226 | 86.2226
2018-05-13 | 86.2364 | 86.2364 | 86.2364
2018-05-13 01:00 | 86.3188 | 86.3188 | 86.3188
2018-05-13 02:00 | 86.2119 | 86.2119 | 86.2119
2018-05-13 03:00 | 86.1845 | 86.1845 | 86.1845
2018-05-13 04:00 | 86.2455 | 86.2455 | 86.2455
2018-05-13 05:00 | 86.2333 | 86.2333 | 86.2333
2018-05-13 06:00 | 86.2776 | 86.2776 | 86.2776
2018-05-13 07:00 | 86.2867 | 86.2867 | 86.2867
2018-05-13 08:00 | 86.2989 | 86.2989 | 86.2989
2018-05-13 09:00 | 86.2867 | 86.2867 | 86.2867
2018-05-13 10:00 | 86.2882 | 86.2882 | 86.2882
2018-05-13 11:00 | 86.1845 | 86.1845 | 86.1845
2018-05-13 12:00 | 86.1418 | 86.1418 | 86.1418
2018-05-13 13:00 | 86.1479 | 86.1479 | 86.1479
2018-05-13 14:00 | 86.1112 | 86.1112 | 86.1112
2018-05-13 15:00 | 86.2455 | 86.2455 | 86.2455
2018-05-13 16:00 | 86.3447 | 86.3447 | 86.3447
2018-05-13 17:00 | 86.4805 | 86.4805 | 86.4805
2018-05-13 18:00 | 86.4332 | 86.4332 | 86.4332
2018-05-13 19:00 | 85.6794 | 85.6794 | 85.6794
2018-05-13 20:00 | 86.3294 | 86.3294 | 86.3294
2018-05-13 21:00 | 86.3569 | 86.3569 | 86.3569
2018-05-13 22:00 | 86.4881 | 86.4881 | 86.4881
2018-05-13 23:00 | 86.4332 | 86.4332 | 86.4332
2018-05-14 | 86.4088 | 86.4088 | 86.4088
2018-05-14 01:00 | 86.0426 | 86.0426 | 86.0426
2018-05-14 02:00 | 86.392 | 86.392 | 86.392
2018-05-14 03:00 | 86.2776 | 86.2776 | 86.2776
2018-05-14 04:00 | 86.5034 | 86.5034 | 86.5034
2018-05-14 05:00 | 86.3661 | 86.3661 | 86.3661
2018-05-14 06:00 | 86.2898 | 86.2898 | 86.2898
2018-05-14 07:00 | 86.2043 | 86.2043 | 86.2043
2018-05-14 08:00 | 86.3355 | 86.3355 | 86.3355
2018-05-14 09:00 | 86.3798 | 86.3798 | 86.3798
2018-05-14 10:00 | 86.2272 | 86.2272 | 86.2272
2018-05-14 11:00 | 86.2119 | 86.2119 | 86.2119
2018-05-14 12:00 | 86.389 | 86.389 | 86.389
2018-05-14 13:00 | 86.4027 | 86.4027 | 86.4027
2018-05-14 14:00 | 86.3783 | 86.3783 | 86.3783
2018-05-14 15:00 | 86.3355 | 86.3355 | 86.3355
2018-05-14 16:00 | 86.3493 | 86.3493 | 86.3493
2018-05-14 17:00 | 86.244 | 86.244 | 86.244
2018-05-14 18:00 | 86.3142 | 86.3142 | 86.3142
2018-05-14 19:00 | 86.2089 | 86.2089 | 86.2089
2018-05-14 20:00 | 86.2181 | 86.2181 | 86.2181
2018-05-14 21:00 | 86.1494 | 86.1494 | 86.1494
2018-05-14 22:00 | 86.2593 | 86.2593 | 86.2593
2018-05-14 23:00 | 86.4424 | 86.4424 | 86.4424
2018-05-15 | 86.4637 | 86.4637 | 86.4637
2018-05-15 01:00 | 86.5629 | 86.5629 | 86.5629
2018-05-15 02:00 | 86.3706 | 86.3706 | 86.3706
2018-05-15 03:00 | 86.3523 | 86.3523 | 86.3523
2018-05-15 04:00 | 86.3676 | 86.3676 | 86.3676
2018-05-15 05:00 | 86.4027 | 86.4027 | 86.4027
2018-05-15 06:00 | 86.4652 | 86.4652 | 86.4652
2018-05-15 07:00 | 86.4012 | 86.4012 | 86.4012
2018-05-15 08:00 | 86.4515 | 86.4515 | 86.4515
2018-05-15 09:00 | 86.2028 | 86.2028 | 86.2028
2018-05-15 10:00 | 86.2715 | 86.2715 | 86.2715
2018-05-15 11:00 | 86.7567 | 86.7567 | 86.7567
2018-05-15 12:00 | 86.6194 | 86.6194 | 86.6194
2018-05-15 13:00 | 86.6377 | 86.6377 | 86.6377
2018-05-15 14:00 | 86.8757 | 86.8757 | 86.8757
2018-05-15 15:00 | 86.7994 | 86.7994 | 86.7994
2018-05-15 16:00 | 86.7674 | 86.7674 | 86.7674
2018-05-15 17:00 | 86.7384 | 86.7384 | 86.7384
2018-05-15 18:00 | 86.7124 | 86.7124 | 86.7124
2018-05-15 19:00 | 86.8376 | 86.8376 | 86.8376
2018-05-15 20:00 | 86.627 | 86.627 | 86.627
2018-05-15 21:00 | 86.6239 | 86.6239 | 86.6239
2018-05-15 22:00 | 86.714 | 86.714 | 86.714
2018-05-15 23:00 | 86.8971 | 86.8971 | 86.8971
2018-05-16 | 0 | 0 | 0
2018-05-16 01:00 | 0 | 0 | 0
2018-05-16 02:00 | 0 | 0 | 0
2018-05-16 03:00 | 0 | 0 | 0
2018-05-16 04:00 | 0 | 0 | 0
2018-05-16 05:00 | 0 | 0 | 0
2018-05-16 06:00 | 0 | 0 | 0
2018-05-16 07:00 | 0 | 0 | 0
2018-05-16 08:00 | 0 | 0 | 0
2018-05-16 09:00 | 0 | 0 | 0
2018-05-16 10:00 | 0 | 0 | 0
2018-05-16 11:00 | 0 | 0 | 0
2018-05-16 12:00 | 0 | 0 | 0
2018-05-16 13:00 | 0 | 0 | 0
2018-05-16 14:00 | 0 | 0 | 0
2018-05-16 15:00 | 0 | 0 | 0
2018-05-16 16:00 | 0 | 0 | 0
2018-05-16 17:00 | 0 | 0 | 0
2018-05-16 18:00 | 0 | 0 | 0
2018-05-16 19:00 | 0 | 0 | 0
2018-05-16 20:00 | 0 | 0 | 0
2018-05-16 21:00 | 0 | 0 | 0
2018-05-16 22:00 | 0 | 0 | 0
2018-05-16 23:00 | 0 | 0 | 0
2018-05-17 | 86.5492 | 86.5492 | 86.5492
2018-05-17 01:00 | 86.7201 | 86.7201 | 86.7201
2018-05-17 02:00 | 86.5095 | 86.5095 | 86.5095
2018-05-17 03:00 | 86.4576 | 86.4576 | 86.4576
2018-05-17 04:00 | 86.6316 | 86.6316 | 86.6316
2018-05-17 05:00 | 86.569 | 86.569 | 86.569
2018-05-17 06:00 | 86.6468 | 86.6468 | 86.6468
2018-05-17 07:00 | 86.6361 | 86.6361 | 86.6361
2018-05-17 08:00 | 86.6819 | 86.6819 | 86.6819
2018-05-17 09:00 | 86.7094 | 86.7094 | 86.7094
2018-05-17 10:00 | 86.7933 | 86.7933 | 86.7933
2018-05-17 11:00 | 86.8009 | 86.8009 | 86.8009
2018-05-17 12:00 | 86.6728 | 86.6728 | 86.6728
2018-05-17 13:00 | 86.6316 | 86.6316 | 86.6316
2018-05-17 14:00 | 86.6316 | 86.6316 | 86.6316
2018-05-17 15:00 | 86.6636 | 86.6636 | 86.6636
2018-05-17 16:00 | 86.5568 | 86.5568 | 86.5568
2018-05-17 17:00 | 86.6865 | 86.6865 | 86.6865
2018-05-17 18:00 | 86.7262 | 86.7262 | 86.7262
2018-05-17 19:00 | 86.5187 | 86.5187 | 86.5187
2018-05-17 20:00 | 86.5766 | 86.5766 | 86.5766
2018-05-17 21:00 | 86.6194 | 86.6194 | 86.6194
2018-05-17 22:00 | 86.6743 | 86.6743 | 86.6743
2018-05-17 23:00 | 86.5644 | 86.5644 | 86.5644
2018-05-18 | 86.2226 | 86.2226 | 86.2226
2018-05-18 01:00 | 86.1128 | 86.1128 | 86.1128
2018-05-18 02:00 | 86.2791 | 86.2791 | 86.2791
2018-05-18 03:00 | 86.0014 | 86.0014 | 86.0014
2018-05-18 04:00 | 86.0533 | 86.0533 | 86.0533
2018-05-18 05:00 | 86.2257 | 86.2257 | 86.2257
2018-05-18 06:00 | 86.4332 | 86.4332 | 86.4332
2018-05-18 07:00 | 86.5873 | 86.5873 | 86.5873
2018-05-18 08:00 | 86.3691 | 86.3691 | 86.3691
2018-05-18 09:00 | 86.334 | 86.334 | 86.334
2018-05-18 10:00 | 86.5126 | 86.5126 | 86.5126
2018-05-18 11:00 | 86.5003 | 86.5003 | 86.5003
2018-05-18 12:00 | 86.7002 | 86.7002 | 86.7002
2018-05-18 13:00 | 86.363 | 86.363 | 86.363
2018-05-18 14:00 | 86.4408 | 86.4408 | 86.4408
2018-05-18 15:00 | 86.2943 | 86.2943 | 86.2943
2018-05-18 16:00 | 86.3706 | 86.3706 | 86.3706
2018-05-18 17:00 | 86.2882 | 86.2882 | 86.2882
2018-05-18 18:00 | 86.1875 | 86.1875 | 86.1875
2018-05-18 19:00 | 86.099 | 86.099 | 86.099
2018-05-18 20:00 | 86.1997 | 86.1997 | 86.1997
2018-05-18 21:00 | 86.3767 | 86.3767 | 86.3767
2018-05-18 22:00 | 86.3691 | 86.3691 | 86.3691
2018-05-18 23:00 | 86.4012 | 86.4012 | 86.4012
2018-05-19 | 86.0121 | 86.0121 | 86.0121
2018-05-19 01:00 | 85.919 | 85.919 | 85.919
2018-05-19 02:00 | 86.0533 | 86.0533 | 86.0533
2018-05-19 03:00 | 86.1677 | 86.1677 | 86.1677
2018-05-19 04:00 | 86.3081 | 86.3081 | 86.3081
2018-05-19 05:00 | 86.2562 | 86.2562 | 86.2562
2018-05-19 06:00 | 86.1234 | 86.1234 | 86.1234
2018-05-19 07:00 | 86.1906 | 86.1906 | 86.1906
2018-05-19 08:00 | 86.36 | 86.36 | 86.36
2018-05-19 09:00 | 86.4912 | 86.4912 | 86.4912
2018-05-19 10:00 | 86.1982 | 86.1982 | 86.1982
2018-05-19 11:00 | 86.1707 | 86.1707 | 86.1707
2018-05-19 12:00 | 86.5019 | 86.5019 | 86.5019
2018-05-19 13:00 | 86.6148 | 86.6148 | 86.6148
2018-05-19 14:00 | 86.4439 | 86.4439 | 86.4439
2018-05-19 15:00 | 86.5522 | 86.5522 | 86.5522
2018-05-19 16:00 | 86.5644 | 86.5644 | 86.5644
2018-05-19 17:00 | 86.7445 | 86.7445 | 86.7445
2018-05-19 18:00 | 86.4668 | 86.4668 | 86.4668
2018-05-19 19:00 | 86.3661 | 86.3661 | 86.3661
2018-05-19 20:00 | 86.1173 | 86.1173 | 86.1173
2018-05-19 21:00 | 86.1555 | 86.1555 | 86.1555
2018-05-19 22:00 | 86.2211 | 86.2211 | 86.2211
2018-05-19 23:00 | 86.2226 | 86.2226 | 86.2226
2018-05-20 | 86.2364 | 86.2364 | 86.2364
2018-05-20 01:00 | 86.3188 | 86.3188 | 86.3188
2018-05-20 02:00 | 86.2119 | 86.2119 | 86.2119
2018-05-20 03:00 | 86.1845 | 86.1845 | 86.1845
2018-05-20 04:00 | 86.2455 | 86.2455 | 86.2455
2018-05-20 05:00 | 86.2333 | 86.2333 | 86.2333
2018-05-20 06:00 | 86.2776 | 86.2776 | 86.2776
2018-05-20 07:00 | 86.2867 | 86.2867 | 86.2867
2018-05-20 08:00 | 86.2989 | 86.2989 | 86.2989
2018-05-20 09:00 | 86.2867 | 86.2867 | 86.2867
2018-05-20 10:00 | 86.2882 | 86.2882 | 86.2882
2018-05-20 11:00 | 86.1845 | 86.1845 | 86.1845
2018-05-20 12:00 | 86.1418 | 86.1418 | 86.1418
2018-05-20 13:00 | 86.1479 | 86.1479 | 86.1479
2018-05-20 14:00 | 86.1112 | 86.1112 | 86.1112
2018-05-20 15:00 | 86.2455 | 86.2455 | 86.2455
2018-05-20 16:00 | 86.3447 | 86.3447 | 86.3447
2018-05-20 17:00 | 86.4805 | 86.4805 | 86.4805
2018-05-20 18:00 | 86.4332 | 86.4332 | 86.4332
2018-05-20 19:00 | 85.6794 | 85.6794 | 85.6794
2018-05-20 20:00 | 86.3294 | 86.3294 | 86.3294
2018-05-20 21:00 | 86.3569 | 86.3569 | 86.3569
2018-05-20 22:00 | 86.4881 | 86.4881 | 86.4881
2018-05-20 23:00 | 86.4332 | 86.4332 | 86.4332
2018-05-21 | 86.4088 | 86.4088 | 86.4088
2018-05-21 01:00 | 86.0426 | 86.0426 | 86.0426
2018-05-21 02:00 | 86.392 | 86.392 | 86.392
2018-05-21 03:00 | 86.2776 | 86.2776 | 86.2776
2018-05-21 04:00 | 86.5034 | 86.5034 | 86.5034
2018-05-21 05:00 | 86.3661 | 86.3661 | 86.3661
2018-05-21 06:00 | 86.2898 | 86.2898 | 86.2898
2018-05-21 07:00 | 86.2043 | 86.2043 | 86.2043
2018-05-21 08:00 | 86.3355 | 86.3355 | 86.3355
2018-05-21 09:00 | 86.3798 | 86.3798 | 86.3798
2018-05-21 10:00 | 86.2272 | 86.2272 | 86.2272
2018-05-21 11:00 | 86.2119 | 86.2119 | 86.2119
2018-05-21 12:00 | 86.389 | 86.389 | 86.389
2018-05-21 13:00 | 86.4027 | 86.4027 | 86.4027
2018-05-21 14:00 | 86.3783 | 86.3783 | 86.3783
2018-05-21 15:00 | 86.3355 | 86.3355 | 86.3355
2018-05-21 16:00 | 86.3493 | 86.3493 | 86.3493
2018-05-21 17:00 | 86.244 | 86.244 | 86.244
2018-05-21 18:00 | 86.3142 | 86.3142 | 86.3142
2018-05-21 19:00 | 86.2089 | 86.2089 | 86.2089
2018-05-21 20:00 | 86.2181 | 86.2181 | 86.2181
2018-05-21 21:00 | 86.1494 | 86.1494 | 86.1494
2018-05-21 22:00 | 86.2593 | 86.2593 | 86.2593
2018-05-21 23:00 | 86.4424 | 86.4424 | 86.4424
2018-05-22 | 86.4637 | 86.4637 | 86.4637
2018-05-22 01:00 | 86.5629 | 86.5629 | 86.5629
2018-05-22 02:00 | 86.3706 | 86.3706 | 86.3706
2018-05-22 03:00 | 86.3523 | 86.3523 | 86.3523
2018-05-22 04:00 | 86.3676 | 86.3676 | 86.3676
2018-05-22 05:00 | 86.4027 | 86.4027 | 86.4027
2018-05-22 06:00 | 86.4652 | 86.4652 | 86.4652
2018-05-22 07:00 | 86.4012 | 86.4012 | 86.4012
2018-05-22 08:00 | 86.4515 | 86.4515 | 86.4515
2018-05-22 09:00 | 86.2028 | 86.2028 | 86.2028
2018-05-22 10:00 | 86.2715 | 86.2715 | 86.2715
2018-05-22 11:00 | 86.7567 | 86.7567 | 86.7567
2018-05-22 12:00 | 86.6194 | 86.6194 | 86.6194
2018-05-22 13:00 | 86.6377 | 86.6377 | 86.6377
2018-05-22 14:00 | 86.8757 | 86.8757 | 86.8757
2018-05-22 15:00 | 86.7994 | 86.7994 | 86.7994
2018-05-22 16:00 | 86.7674 | 86.7674 | 86.7674
2018-05-22 17:00 | 86.7384 | 86.7384 | 86.7384
2018-05-22 18:00 | 86.7124 | 86.7124 | 86.7124
2018-05-22 19:00 | 86.8376 | 86.8376 | 86.8376
2018-05-22 20:00 | 86.627 | 86.627 | 86.627
2018-05-22 21:00 | 86.6239 | 86.6239 | 86.6239
2018-05-22 22:00 | 86.714 | 86.714 | 86.714
2018-05-22 23:00 | 86.8971 | 86.8971 | 86.8971
2018-05-23 | 0 | 0 | 0
2018-05-23 01:00 | 0 | 0 | 0
2018-05-23 02:00 | 0 | 0 | 0
2018-05-23 03:00 | 0 | 0 | 0
2018-05-23 04:00 | 0 | 0 | 0
2018-05-23 05:00 | 0 | 0 | 0
2018-05-23 06:00 | 0 | 0 | 0
2018-05-23 07:00 | 0 | 0 | 0
2018-05-23 08:00 | 0 | 0 | 0
2018-05-23 09:00 | 0 | 0 | 0
2018-05-23 10:00 | 0 | 0 | 0
2018-05-23 11:00 | 0 | 0 | 0
2018-05-23 12:00 | 0 | 0 | 0
2018-05-23 13:00 | 0 | 0 | 0
2018-05-23 14:00 | 0 | 0 | 0
2018-05-23 15:00 | 0 | 0 | 0
2018-05-23 16:00 | 0 | 0 | 0
2018-05-23 17:00 | 0 | 0 | 0
2018-05-23 18:00 | 0 | 0 | 0
2018-05-23 19:00 | 0 | 0 | 0
2018-05-23 20:00 | 0 | 0 | 0
2018-05-23 21:00 | 0 | 0 | 0
2018-05-23 22:00 | 0 | 0 | 0
2018-05-23 23:00 | 0 | 0 | 0
2018-05-24 | 86.5492 | 86.5492 | 86.5492
2018-05-24 01:00 | 86.7201 | 86.7201 | 86.7201
2018-05-24 02:00 | 86.5095 | 86.5095 | 86.5095
2018-05-24 03:00 | 86.4576 | 86.4576 | 86.4576
2018-05-24 04:00 | 86.6316 | 86.6316 | 86.6316
2018-05-24 05:00 | 86.569 | 86.569 | 86.569
2018-05-24 06:00 | 86.6468 | 86.6468 | 86.6468
2018-05-24 07:00 | 86.6361 | 86.6361 | 86.6361
2018-05-24 08:00 | 86.6819 | 86.6819 | 86.6819
2018-05-24 09:00 | 86.7094 | 86.7094 | 86.7094
2018-05-24 10:00 | 86.7933 | 86.7933 | 86.7933
2018-05-24 11:00 | 86.8009 | 86.8009 | 86.8009
| 86.6728 | 86.6728 | 86.6728
| 86.6316 | 86.6316 | 86.6316
| 86.6316 | 86.6316 | 86.6316
| 86.6636 | 86.6636 | 86.6636
| 86.5568 | 86.5568 | 86.5568
| 86.6865 | 86.6865 | 86.6865
| 86.7262 | 86.7262 | 86.7262
| 86.5187 | 86.5187 | 86.5187
| 86.5766 | 86.5766 | 86.5766
| 86.6194 | 86.6194 | 86.6194
| 86.6743 | 86.6743 | 86.6743
| 86.5644 | 86.5644 | 86.5644
| 86.2226 | 86.2226 | 86.2226
| 86.1128 | 86.1128 | 86.1128
| 86.2791 | 86.2791 | 86.2791
| 86.0014 | 86.0014 | 86.0014
| 86.0533 | 86.0533 | 86.0533
| 86.2257 | 86.2257 | 86.2257
| 86.4332 | 86.4332 | 86.4332
| 86.5873 | 86.5873 | 86.5873
| 86.3691 | 86.3691 | 86.3691
| 86.334 | 86.334 | 86.334
| 86.5126 | 86.5126 | 86.5126
| 86.5003 | 86.5003 | 86.5003
| 86.7002 | 86.7002 | 86.7002
| 86.363 | 86.363 | 86.363
| 86.4408 | 86.4408 | 86.4408
| 86.2943 | 86.2943 | 86.2943
| 86.3706 | 86.3706 | 86.3706
| 86.2882 | 86.2882 | 86.2882
| 86.1875 | 86.1875 | 86.1875
| 86.099 | 86.099 | 86.099
| 86.1997 | 86.1997 | 86.1997
| 86.3767 | 86.3767 | 86.3767
| 86.3691 | 86.3691 | 86.3691
| 86.4012 | 86.4012 | 86.4012

## Step 1.2 Fixture Inventory
Lamp Wattage (W) | Lamp Quantity | Ballast Wattage (W) | Ballast Quantity |  | Total Anticipated Load (kW)
120 | 2000 |  |  | 240 | 240 | If lighting panel is mixed, input lamp and ballast wattage and quantity
|  |  |  | 0 |  | If ballast wattage is unkown leave ballast wattage and quantity blank, only input lamp wattage and quantity
0
|  |  |  | 0 |  | The Total Anticipated Load will sum the wattage and quantity of up to 100 fixtures
0
0
0
0
0
0
0
0
0
0
0
0
0
0
0
0
0
0
0
0
0
0
0
0
0
0
0
0
0
0
0
0
0
0
0
0
0
0
0
0
0
0
0
0
0
0
0
0
0
0
0
0
0
0
0
0
0
0
0
0
0
0
0
0
0
0
0
0
0
0
0
0
0
0
0
0
0
0
0
0
0
0
0
0
0
0
0
0
0
0
0
0
0
0
0

## Step 2. Power Calcs
Line #1 Datetime | Hour of Day | Day of Week | Line #1 Current (Amps) | Line #2 Current (Amps) | Line #3 Current (Amps) | Avg Current (Amps) | Three-phase Power Draw (kW)
2018-02-01 10:00 | 10 | 5 | 86.7201 | 86.7201 | 86.7201 | 86.7201 | 31.376
2018-02-01 11:00 | 11 | 5 | 86.6697 | 86.6697 | 86.6697 | 86.6697 | 31.3578
2018-02-01 12:00 | 12 | 5 | 86.6209 | 86.6209 | 86.6209 | 86.6209 | 31.3401
2018-02-01 13:00 | 13 | 5 | 86.5003 | 86.5003 | 86.5003 | 86.5003 | 31.2965
2018-02-01 14:00 | 14 | 5 | 86.54 | 86.54 | 86.54 | 86.54 | 31.3109
2018-02-01 15:00 | 15 | 5 | 86.4958 | 86.4958 | 86.4958 | 86.4958 | 31.2949
2018-02-01 16:00 | 16 | 5 | 86.5171 | 86.5171 | 86.5171 | 86.5171 | 31.3026
2018-02-01 17:00 | 17 | 5 | 86.3813 | 86.3813 | 86.3813 | 86.3813 | 31.2535
2018-02-01 18:00 | 18 | 5 | 86.537 | 86.537 | 86.537 | 86.537 | 31.3098
2018-02-01 19:00 | 19 | 5 | 86.6224 | 86.6224 | 86.6224 | 86.6224 | 31.3407
2018-02-01 20:00 | 20 | 5 | 86.537 | 86.537 | 86.537 | 86.537 | 31.3098
2018-02-01 21:00 | 21 | 5 | 86.5171 | 86.5171 | 86.5171 | 86.5171 | 31.3026
2018-02-01 22:00 | 22 | 5 | 86.5278 | 86.5278 | 86.5278 | 86.5278 | 31.3065
2018-02-01 23:00 | 23 | 5 | 86.5461 | 86.5461 | 86.5461 | 86.5461 | 31.3131
2018-02-02 | 0 | 6 | 0 | 0 | 0 | 0 | 0
2018-02-02 01:00 | 1 | 6 | 0 | 0 | 0 | 0 | 0
2018-02-02 02:00 | 2 | 6 | 0 | 0 | 0 | 0 | 0
2018-02-02 03:00 | 3 | 6 | 0 | 0 | 0 | 0 | 0
2018-02-02 04:00 | 4 | 6 | 0 | 0 | 0 | 0 | 0
2018-02-02 05:00 | 5 | 6 | 0 | 0 | 0 | 0 | 0
2018-02-02 06:00 | 6 | 6 | 0 | 0 | 0 | 0 | 0
2018-02-02 07:00 | 7 | 6 | 0 | 0 | 0 | 0 | 0
2018-02-02 08:00 | 8 | 6 | 0 | 0 | 0 | 0 | 0
2018-02-02 09:00 | 9 | 6 | 0 | 0 | 0 | 0 | 0
2018-02-02 10:00 | 10 | 6 | 0 | 0 | 0 | 0 | 0
2018-02-02 11:00 | 11 | 6 | 0 | 0 | 0 | 0 | 0
2018-02-02 12:00 | 12 | 6 | 0 | 0 | 0 | 0 | 0
2018-02-02 13:00 | 13 | 6 | 0 | 0 | 0 | 0 | 0
2018-02-02 14:00 | 14 | 6 | 0 | 0 | 0 | 0 | 0
2018-02-02 15:00 | 15 | 6 | 0 | 0 | 0 | 0 | 0
2018-02-02 16:00 | 16 | 6 | 0 | 0 | 0 | 0 | 0
2018-02-02 17:00 | 17 | 6 | 0 | 0 | 0 | 0 | 0
2018-02-02 18:00 | 18 | 6 | 0 | 0 | 0 | 0 | 0
2018-02-02 19:00 | 19 | 6 | 0 | 0 | 0 | 0 | 0
2018-02-02 20:00 | 20 | 6 | 0 | 0 | 0 | 0 | 0
2018-02-02 21:00 | 21 | 6 | 0 | 0 | 0 | 0 | 0
2018-02-02 22:00 | 22 | 6 | 0 | 0 | 0 | 0 | 0
2018-02-02 23:00 | 23 | 6 | 0 | 0 | 0 | 0 | 0
2018-02-03 | 0 | 7 | 86.0121 | 86.0121 | 86.0121 | 86.0121 | 31.1199
2018-02-03 01:00 | 1 | 7 | 85.919 | 85.919 | 85.919 | 85.919 | 31.0862
2018-02-03 02:00 | 2 | 7 | 86.0533 | 86.0533 | 86.0533 | 86.0533 | 31.1348
2018-02-03 03:00 | 3 | 7 | 86.1677 | 86.1677 | 86.1677 | 86.1677 | 31.1762
2018-02-03 04:00 | 4 | 7 | 86.3081 | 86.3081 | 86.3081 | 86.3081 | 31.227
2018-02-03 05:00 | 5 | 7 | 86.2562 | 86.2562 | 86.2562 | 86.2562 | 31.2082
2018-02-03 06:00 | 6 | 7 | 86.1234 | 86.1234 | 86.1234 | 86.1234 | 31.1601
2018-02-03 07:00 | 7 | 7 | 86.1906 | 86.1906 | 86.1906 | 86.1906 | 31.1845
2018-02-03 08:00 | 8 | 7 | 86.36 | 86.36 | 86.36 | 86.36 | 31.2457
2018-02-03 09:00 | 9 | 7 | 86.4912 | 86.4912 | 86.4912 | 86.4912 | 31.2932
2018-02-03 10:00 | 10 | 7 | 86.1982 | 86.1982 | 86.1982 | 86.1982 | 31.1872
2018-02-03 11:00 | 11 | 7 | 86.1707 | 86.1707 | 86.1707 | 86.1707 | 31.1773
2018-02-03 12:00 | 12 | 7 | 86.5019 | 86.5019 | 86.5019 | 86.5019 | 31.2971
2018-02-03 13:00 | 13 | 7 | 86.6148 | 86.6148 | 86.6148 | 86.6148 | 31.3379
2018-02-03 14:00 | 14 | 7 | 86.4439 | 86.4439 | 86.4439 | 86.4439 | 31.2761
2018-02-03 15:00 | 15 | 7 | 86.5522 | 86.5522 | 86.5522 | 86.5522 | 31.3153
2018-02-03 16:00 | 16 | 7 | 86.5644 | 86.5644 | 86.5644 | 86.5644 | 31.3197
2018-02-03 17:00 | 17 | 7 | 86.7445 | 86.7445 | 86.7445 | 86.7445 | 31.3849
2018-02-03 18:00 | 18 | 7 | 86.4668 | 86.4668 | 86.4668 | 86.4668 | 31.2844
2018-02-03 19:00 | 19 | 7 | 86.3661 | 86.3661 | 86.3661 | 86.3661 | 31.248
2018-02-03 20:00 | 20 | 7 | 86.1173 | 86.1173 | 86.1173 | 86.1173 | 31.1579
2018-02-03 21:00 | 21 | 7 | 86.1555 | 86.1555 | 86.1555 | 86.1555 | 31.1718
2018-02-03 22:00 | 22 | 7 | 86.2211 | 86.2211 | 86.2211 | 86.2211 | 31.1955
2018-02-03 23:00 | 23 | 7 | 86.2226 | 86.2226 | 86.2226 | 86.2226 | 31.196
2018-02-04 | 0 | 1 | 86.2364 | 86.2364 | 86.2364 | 86.2364 | 31.201
2018-02-04 01:00 | 1 | 1 | 86.3188 | 86.3188 | 86.3188 | 86.3188 | 31.2308
2018-02-04 02:00 | 2 | 1 | 86.2119 | 86.2119 | 86.2119 | 86.2119 | 31.1922
2018-02-04 03:00 | 3 | 1 | 86.1845 | 86.1845 | 86.1845 | 86.1845 | 31.1822
2018-02-04 04:00 | 4 | 1 | 86.2455 | 86.2455 | 86.2455 | 86.2455 | 31.2043
2018-02-04 05:00 | 5 | 1 | 86.2333 | 86.2333 | 86.2333 | 86.2333 | 31.1999
2018-02-04 06:00 | 6 | 1 | 86.2776 | 86.2776 | 86.2776 | 86.2776 | 31.2159
2018-02-04 07:00 | 7 | 1 | 86.2867 | 86.2867 | 86.2867 | 86.2867 | 31.2192
2018-02-04 08:00 | 8 | 1 | 86.2989 | 86.2989 | 86.2989 | 86.2989 | 31.2236
2018-02-04 09:00 | 9 | 1 | 86.2867 | 86.2867 | 86.2867 | 86.2867 | 31.2192
2018-02-04 10:00 | 10 | 1 | 86.2882 | 86.2882 | 86.2882 | 86.2882 | 31.2198
2018-02-04 11:00 | 11 | 1 | 86.1845 | 86.1845 | 86.1845 | 86.1845 | 31.1822
2018-02-04 12:00 | 12 | 1 | 86.1418 | 86.1418 | 86.1418 | 86.1418 | 31.1668
2018-02-04 13:00 | 13 | 1 | 86.1479 | 86.1479 | 86.1479 | 86.1479 | 31.169
2018-02-04 14:00 | 14 | 1 | 86.1112 | 86.1112 | 86.1112 | 86.1112 | 31.1557
2018-02-04 15:00 | 15 | 1 | 86.2455 | 86.2455 | 86.2455 | 86.2455 | 31.2043
2018-02-04 16:00 | 16 | 1 | 86.3447 | 86.3447 | 86.3447 | 86.3447 | 31.2402
2018-02-04 17:00 | 17 | 1 | 86.4805 | 86.4805 | 86.4805 | 86.4805 | 31.2893
2018-02-04 18:00 | 18 | 1 | 86.4332 | 86.4332 | 86.4332 | 86.4332 | 31.2722
2018-02-04 19:00 | 19 | 1 | 85.6794 | 85.6794 | 85.6794 | 85.6794 | 30.9995
2018-02-04 20:00 | 20 | 1 | 86.3294 | 86.3294 | 86.3294 | 86.3294 | 31.2347
2018-02-04 21:00 | 21 | 1 | 86.3569 | 86.3569 | 86.3569 | 86.3569 | 31.2446
2018-02-04 22:00 | 22 | 1 | 86.4881 | 86.4881 | 86.4881 | 86.4881 | 31.2921
2018-02-04 23:00 | 23 | 1 | 86.4332 | 86.4332 | 86.4332 | 86.4332 | 31.2722
2018-02-05 | 0 | 2 | 86.4088 | 86.4088 | 86.4088 | 86.4088 | 31.2634
2018-02-05 01:00 | 1 | 2 | 86.0426 | 86.0426 | 86.0426 | 86.0426 | 31.1309
2018-02-05 02:00 | 2 | 2 | 86.392 | 86.392 | 86.392 | 86.392 | 31.2573
2018-02-05 03:00 | 3 | 2 | 86.2776 | 86.2776 | 86.2776 | 86.2776 | 31.2159
2018-02-05 04:00 | 4 | 2 | 86.5034 | 86.5034 | 86.5034 | 86.5034 | 31.2976
2018-02-05 05:00 | 5 | 2 | 86.3661 | 86.3661 | 86.3661 | 86.3661 | 31.248
2018-02-05 06:00 | 6 | 2 | 86.2898 | 86.2898 | 86.2898 | 86.2898 | 31.2203
2018-02-05 07:00 | 7 | 2 | 86.2043 | 86.2043 | 86.2043 | 86.2043 | 31.1894
2018-02-05 08:00 | 8 | 2 | 86.3355 | 86.3355 | 86.3355 | 86.3355 | 31.2369
2018-02-05 09:00 | 9 | 2 | 86.3798 | 86.3798 | 86.3798 | 86.3798 | 31.2529
2018-02-05 10:00 | 10 | 2 | 86.2272 | 86.2272 | 86.2272 | 86.2272 | 31.1977
2018-02-05 11:00 | 11 | 2 | 86.2119 | 86.2119 | 86.2119 | 86.2119 | 31.1922
2018-02-05 12:00 | 12 | 2 | 86.389 | 86.389 | 86.389 | 86.389 | 31.2562
2018-02-05 13:00 | 13 | 2 | 86.4027 | 86.4027 | 86.4027 | 86.4027 | 31.2612
2018-02-05 14:00 | 14 | 2 | 86.3783 | 86.3783 | 86.3783 | 86.3783 | 31.2524 | 2 | 0:00 | 0 | 0 | #REF! | #REF! | #REF! | #REF! | #REF! | #REF! | #REF! | #REF!
2018-02-05 15:00 | 15 | 2 | 86.3355 | 86.3355 | 86.3355 | 86.3355 | 31.2369 | 2 | 0:15 | 0 | 15 | #REF! | #REF! | #REF! | #REF! | #REF! | #REF! | #REF! | #REF!
2018-02-05 16:00 | 16 | 2 | 86.3493 | 86.3493 | 86.3493 | 86.3493 | 31.2419 | 2 | 0:30 | 0 | 30 | #REF! | #REF! | #REF! | #REF! | #REF! | #REF! | #REF! | #REF!
2018-02-05 17:00 | 17 | 2 | 86.244 | 86.244 | 86.244 | 86.244 | 31.2038 | 2 | 0:45 | 0 | 45 | #REF! | #REF! | #REF! | #REF! | #REF! | #REF! | #REF! | #REF!
2018-02-05 18:00 | 18 | 2 | 86.3142 | 86.3142 | 86.3142 | 86.3142 | 31.2292 | 2 | 1:00 | 1 | 0 | #REF! | #REF! | #REF! | #REF! | #REF! | #REF! | #REF! | #REF!
2018-02-05 19:00 | 19 | 2 | 86.2089 | 86.2089 | 86.2089 | 86.2089 | 31.1911 | 2 | 1:15 | 1 | 15 | #REF! | #REF! | #REF! | #REF! | #REF! | #REF! | #REF! | #REF!
2018-02-05 20:00 | 20 | 2 | 86.2181 | 86.2181 | 86.2181 | 86.2181 | 31.1944 | 2 | 1:30 | 1 | 30 | #REF! | #REF! | #REF! | #REF! | #REF! | #REF! | #REF! | #REF!
2018-02-05 21:00 | 21 | 2 | 86.1494 | 86.1494 | 86.1494 | 86.1494 | 31.1696 | 2 | 1:45 | 1 | 45 | #REF! | #REF! | #REF! | #REF! | #REF! | #REF! | #REF! | #REF!
2018-02-05 22:00 | 22 | 2 | 86.2593 | 86.2593 | 86.2593 | 86.2593 | 31.2093 | 2 | 2:00 | 2 | 0 | #REF! | #REF! | #REF! | #REF! | #REF! | #REF! | #REF! | #REF!
2018-02-05 23:00 | 23 | 2 | 86.4424 | 86.4424 | 86.4424 | 86.4424 | 31.2756 | 2 | 2:15 | 2 | 15 | #REF! | #REF! | #REF! | #REF! | #REF! | #REF! | #REF! | #REF!
2018-02-06 | 0 | 3 | 86.4637 | 86.4637 | 86.4637 | 86.4637 | 31.2833 | 2 | 2:30 | 2 | 30 | #REF! | #REF! | #REF! | #REF! | #REF! | #REF! | #REF! | #REF!
2018-02-06 01:00 | 1 | 3 | 86.5629 | 86.5629 | 86.5629 | 86.5629 | 31.3192 | 2 | 2:45 | 2 | 45 | #REF! | #REF! | #REF! | #REF! | #REF! | #REF! | #REF! | #REF!
2018-02-06 02:00 | 2 | 3 | 86.3706 | 86.3706 | 86.3706 | 86.3706 | 31.2496 | 2 | 3:00 | 3 | 0 | #REF! | #REF! | #REF! | #REF! | #REF! | #REF! | #REF! | #REF!
2018-02-06 03:00 | 3 | 3 | 86.3523 | 86.3523 | 86.3523 | 86.3523 | 31.243 | 2 | 3:15 | 3 | 15 | #REF! | #REF! | #REF! | #REF! | #REF! | #REF! | #REF! | #REF!
2018-02-06 04:00 | 4 | 3 | 86.3676 | 86.3676 | 86.3676 | 86.3676 | 31.2485 | 2 | 3:30 | 3 | 30 | #REF! | #REF! | #REF! | #REF! | #REF! | #REF! | #REF! | #REF!
2018-02-06 05:00 | 5 | 3 | 86.4027 | 86.4027 | 86.4027 | 86.4027 | 31.2612 | 2 | 3:45 | 3 | 45 | #REF! | #REF! | #REF! | #REF! | #REF! | #REF! | #REF! | #REF!
2018-02-06 06:00 | 6 | 3 | 86.4652 | 86.4652 | 86.4652 | 86.4652 | 31.2838 | 2 | 4:00 | 4 | 0 | #REF! | #REF! | #REF! | #REF! | #REF! | #REF! | #REF! | #REF!
2018-02-06 07:00 | 7 | 3 | 86.4012 | 86.4012 | 86.4012 | 86.4012 | 31.2607 | 2 | 4:15 | 4 | 15 | #REF! | #REF! | #REF! | #REF! | #REF! | #REF! | #REF! | #REF!
2018-02-06 08:00 | 8 | 3 | 86.4515 | 86.4515 | 86.4515 | 86.4515 | 31.2789 | 2 | 4:30 | 4 | 30 | #REF! | #REF! | #REF! | #REF! | #REF! | #REF! | #REF! | #REF!
2018-02-06 09:00 | 9 | 3 | 86.2028 | 86.2028 | 86.2028 | 86.2028 | 31.1889 | 2 | 4:45 | 4 | 45 | #REF! | #REF! | #REF! | #REF! | #REF! | #REF! | #REF! | #REF!
2018-02-06 10:00 | 10 | 3 | 86.2715 | 86.2715 | 86.2715 | 86.2715 | 31.2137 | 2 | 5:00 | 5 | 0 | #REF! | #REF! | #REF! | #REF! | #REF! | #REF! | #REF! | #REF!
2018-02-06 11:00 | 11 | 3 | 86.7567 | 86.7567 | 86.7567 | 86.7567 | 31.3893 | 2 | 5:15 | 5 | 15 | #REF! | #REF! | #REF! | #REF! | #REF! | #REF! | #REF! | #REF!
2018-02-06 12:00 | 12 | 3 | 86.6194 | 86.6194 | 86.6194 | 86.6194 | 31.3396 | 2 | 5:30 | 5 | 30 | #REF! | #REF! | #REF! | #REF! | #REF! | #REF! | #REF! | #REF!
2018-02-06 13:00 | 13 | 3 | 86.6377 | 86.6377 | 86.6377 | 86.6377 | 31.3462 | 2 | 5:45 | 5 | 45 | #REF! | #REF! | #REF! | #REF! | #REF! | #REF! | #REF! | #REF!
2018-02-06 14:00 | 14 | 3 | 86.8757 | 86.8757 | 86.8757 | 86.8757 | 31.4323 | 2 | 6:00 | 6 | 0 | #REF! | #REF! | #REF! | #REF! | #REF! | #REF! | #REF! | #REF!
2018-02-06 15:00 | 15 | 3 | 86.7994 | 86.7994 | 86.7994 | 86.7994 | 31.4047 | 2 | 6:15 | 6 | 15 | #REF! | #REF! | #REF! | #REF! | #REF! | #REF! | #REF! | #REF!
2018-02-06 16:00 | 16 | 3 | 86.7674 | 86.7674 | 86.7674 | 86.7674 | 31.3931 | 2 | 6:30 | 6 | 30 | #REF! | #REF! | #REF! | #REF! | #REF! | #REF! | #REF! | #REF!
2018-02-06 17:00 | 17 | 3 | 86.7384 | 86.7384 | 86.7384 | 86.7384 | 31.3827 | 2 | 6:45 | 6 | 45 | #REF! | #REF! | #REF! | #REF! | #REF! | #REF! | #REF! | #REF!
2018-02-06 18:00 | 18 | 3 | 86.7124 | 86.7124 | 86.7124 | 86.7124 | 31.3732 | 2 | 7:00 | 7 | 0 | #REF! | #REF! | #REF! | #REF! | #REF! | #REF! | #REF! | #REF!
2018-02-06 19:00 | 19 | 3 | 86.8376 | 86.8376 | 86.8376 | 86.8376 | 31.4185 | 2 | 7:15 | 7 | 15 | #REF! | #REF! | #REF! | #REF! | #REF! | #REF! | #REF! | #REF!
2018-02-06 20:00 | 20 | 3 | 86.627 | 86.627 | 86.627 | 86.627 | 31.3423 | 2 | 7:30 | 7 | 30 | #REF! | #REF! | #REF! | #REF! | #REF! | #REF! | #REF! | #REF!
2018-02-06 21:00 | 21 | 3 | 86.6239 | 86.6239 | 86.6239 | 86.6239 | 31.3412 | 2 | 7:45 | 7 | 45 | #REF! | #REF! | #REF! | #REF! | #REF! | #REF! | #REF! | #REF!
2018-02-06 22:00 | 22 | 3 | 86.714 | 86.714 | 86.714 | 86.714 | 31.3738 | 2 | 8:00 | 8 | 0 | #REF! | #REF! | #REF! | #REF! | #REF! | #REF! | #REF! | #REF!
2018-02-06 23:00 | 23 | 3 | 86.8971 | 86.8971 | 86.8971 | 86.8971 | 31.4401 | 2 | 8:15 | 8 | 15 | #REF! | #REF! | #REF! | #REF! | #REF! | #REF! | #REF! | #REF!
2018-02-07 | 0 | 4 | 0 | 0 | 0 | 0 | 0 | 2 | 8:30 | 8 | 30 | #REF! | #REF! | #REF! | #REF! | #REF! | #REF! | #REF! | #REF!
2018-02-07 01:00 | 1 | 4 | 0 | 0 | 0 | 0 | 0 | 2 | 8:45 | 8 | 45 | #REF! | #REF! | #REF! | #REF! | #REF! | #REF! | #REF! | #REF!
2018-02-07 02:00 | 2 | 4 | 0 | 0 | 0 | 0 | 0 | 2 | 9:00 | 9 | 0 | #REF! | #REF! | #REF! | #REF! | #REF! | #REF! | #REF! | #REF!
2018-02-07 03:00 | 3 | 4 | 0 | 0 | 0 | 0 | 0 | 2 | 9:15 | 9 | 15 | #REF! | #REF! | #REF! | #REF! | #REF! | #REF! | #REF! | #REF!
2018-02-07 04:00 | 4 | 4 | 0 | 0 | 0 | 0 | 0 | 2 | 9:30 | 9 | 30 | #REF! | #REF! | #REF! | #REF! | #REF! | #REF! | #REF! | #REF!
2018-02-07 05:00 | 5 | 4 | 0 | 0 | 0 | 0 | 0 | 2 | 9:45 | 9 | 45 | #REF! | #REF! | #REF! | #REF! | #REF! | #REF! | #REF! | #REF!
2018-02-07 06:00 | 6 | 4 | 0 | 0 | 0 | 0 | 0 | 2 | 10:00 | 10 | 0 | #REF! | #REF! | #REF! | #REF! | #REF! | #REF! | #REF! | #REF!
2018-02-07 07:00 | 7 | 4 | 0 | 0 | 0 | 0 | 0 | 2 | 10:15 | 10 | 15 | #REF! | #REF! | #REF! | #REF! | #REF! | #REF! | #REF! | #REF!
2018-02-07 08:00 | 8 | 4 | 0 | 0 | 0 | 0 | 0 | 2 | 10:30 | 10 | 30 | #REF! | #REF! | #REF! | #REF! | #REF! | #REF! | #REF! | #REF!
2018-02-07 09:00 | 9 | 4 | 0 | 0 | 0 | 0 | 0 | 2 | 10:45 | 10 | 45 | #REF! | #REF! | #REF! | #REF! | #REF! | #REF! | #REF! | #REF!
2018-02-07 10:00 | 10 | 4 | 0 | 0 | 0 | 0 | 0 | 2 | 11:00 | 11 | 0 | #REF! | #REF! | #REF! | #REF! | #REF! | #REF! | #REF! | #REF!
2018-02-07 11:00 | 11 | 4 | 0 | 0 | 0 | 0 | 0 | 2 | 11:15 | 11 | 15 | #REF! | #REF! | #REF! | #REF! | #REF! | #REF! | #REF! | #REF!
2018-02-07 12:00 | 12 | 4 | 0 | 0 | 0 | 0 | 0 | 2 | 11:30 | 11 | 30 | #REF! | #REF! | #REF! | #REF! | #REF! | #REF! | #REF! | #REF!
2018-02-07 13:00 | 13 | 4 | 0 | 0 | 0 | 0 | 0 | 2 | 11:45 | 11 | 45 | #REF! | #REF! | #REF! | #REF! | #REF! | #REF! | #REF! | #REF!
2018-02-07 14:00 | 14 | 4 | 0 | 0 | 0 | 0 | 0 | 2 | 12:00 | 12 | 0 | #REF! | #REF! | #REF! | #REF! | #REF! | #REF! | #REF! | #REF!
2018-02-07 15:00 | 15 | 4 | 0 | 0 | 0 | 0 | 0 | 2 | 12:15 | 12 | 15 | #REF! | #REF! | #REF! | #REF! | #REF! | #REF! | #REF! | #REF!
2018-02-07 16:00 | 16 | 4 | 0 | 0 | 0 | 0 | 0 | 2 | 12:30 | 12 | 30 | #REF! | #REF! | #REF! | #REF! | #REF! | #REF! | #REF! | #REF!
2018-02-07 17:00 | 17 | 4 | 0 | 0 | 0 | 0 | 0 | 2 | 12:45 | 12 | 45 | #REF! | #REF! | #REF! | #REF! | #REF! | #REF! | #REF! | #REF!
2018-02-07 18:00 | 18 | 4 | 0 | 0 | 0 | 0 | 0 | 2 | 13:00 | 13 | 0 | #REF! | #REF! | #REF! | #REF! | #REF! | #REF! | #REF! | #REF!
2018-02-07 19:00 | 19 | 4 | 0 | 0 | 0 | 0 | 0 | 2 | 13:15 | 13 | 15 | #REF! | #REF! | #REF! | #REF! | #REF! | #REF! | #REF! | #REF!
2018-02-07 20:00 | 20 | 4 | 0 | 0 | 0 | 0 | 0 | 2 | 13:30 | 13 | 30 | #REF! | #REF! | #REF! | #REF! | #REF! | #REF! | #REF! | #REF!
2018-02-07 21:00 | 21 | 4 | 0 | 0 | 0 | 0 | 0 | 2 | 13:45 | 13 | 45 | #REF! | #REF! | #REF! | #REF! | #REF! | #REF! | #REF! | #REF!
2018-02-07 22:00 | 22 | 4 | 0 | 0 | 0 | 0 | 0 | 2 | 14:00 | 14 | 0 | #REF! | #REF! | #REF! | #REF! | #REF! | #REF! | #REF! | #REF!
2018-02-07 23:00 | 23 | 4 | 0 | 0 | 0 | 0 | 0 | 2 | 14:15 | 14 | 15 | #REF! | #REF! | #REF! | #REF! | #REF! | #REF! | #REF! | #REF!
2018-02-08 | 0 | 5 | 86.5492 | 86.5492 | 86.5492 | 86.5492 | 31.3142 | 2 | 14:30 | 14 | 30 | #REF! | #REF! | #REF! | #REF! | #REF! | #REF! | #REF! | #REF!
2018-02-08 01:00 | 1 | 5 | 86.7201 | 86.7201 | 86.7201 | 86.7201 | 31.376 | 2 | 14:45 | 14 | 45 | #REF! | #REF! | #REF! | #REF! | #REF! | #REF! | #REF! | #REF!
2018-02-08 02:00 | 2 | 5 | 86.5095 | 86.5095 | 86.5095 | 86.5095 | 31.2998 | 2 | 15:00 | 15 | 0 | #REF! | #REF! | #REF! | #REF! | #REF! | #REF! | #REF! | #REF!
2018-02-08 03:00 | 3 | 5 | 86.4576 | 86.4576 | 86.4576 | 86.4576 | 31.2811 | 2 | 15:15 | 15 | 15 | #REF! | #REF! | #REF! | #REF! | #REF! | #REF! | #REF! | #REF!
2018-02-08 04:00 | 4 | 5 | 86.6316 | 86.6316 | 86.6316 | 86.6316 | 31.344 | 2 | 15:30 | 15 | 30 | #REF! | #REF! | #REF! | #REF! | #REF! | #REF! | #REF! | #REF!
2018-02-08 05:00 | 5 | 5 | 86.569 | 86.569 | 86.569 | 86.569 | 31.3214 | 2 | 15:45 | 15 | 45 | #REF! | #REF! | #REF! | #REF! | #REF! | #REF! | #REF! | #REF!
2018-02-08 06:00 | 6 | 5 | 86.6468 | 86.6468 | 86.6468 | 86.6468 | 31.3495 | 2 | 16:00 | 16 | 0 | #REF! | #REF! | #REF! | #REF! | #REF! | #REF! | #REF! | #REF!
2018-02-08 07:00 | 7 | 5 | 86.6361 | 86.6361 | 86.6361 | 86.6361 | 31.3456 | 2 | 16:15 | 16 | 15 | #REF! | #REF! | #REF! | #REF! | #REF! | #REF! | #REF! | #REF!
2018-02-08 08:00 | 8 | 5 | 86.6819 | 86.6819 | 86.6819 | 86.6819 | 31.3622 | 2 | 16:30 | 16 | 30 | #REF! | #REF! | #REF! | #REF! | #REF! | #REF! | #REF! | #REF!
2018-02-08 09:00 | 9 | 5 | 86.7094 | 86.7094 | 86.7094 | 86.7094 | 31.3722 | 2 | 16:45 | 16 | 45 | #REF! | #REF! | #REF! | #REF! | #REF! | #REF! | #REF! | #REF!
2018-02-08 10:00 | 10 | 5 | 86.7933 | 86.7933 | 86.7933 | 86.7933 | 31.4025 | 2 | 17:00 | 17 | 0 | #REF! | #REF! | #REF! | #REF! | #REF! | #REF! | #REF! | #REF!
2018-02-08 11:00 | 11 | 5 | 86.8009 | 86.8009 | 86.8009 | 86.8009 | 31.4053 | 2 | 17:15 | 17 | 15 | #REF! | #REF! | #REF! | #REF! | #REF! | #REF! | #REF! | #REF!
2018-02-08 12:00 | 12 | 5 | 86.6728 | 86.6728 | 86.6728 | 86.6728 | 31.3589 | 2 | 17:30 | 17 | 30 | #REF! | #REF! | #REF! | #REF! | #REF! | #REF! | #REF! | #REF!
2018-02-08 13:00 | 13 | 5 | 86.6316 | 86.6316 | 86.6316 | 86.6316 | 31.344 | 2 | 17:45 | 17 | 45 | #REF! | #REF! | #REF! | #REF! | #REF! | #REF! | #REF! | #REF!
2018-02-08 14:00 | 14 | 5 | 86.6316 | 86.6316 | 86.6316 | 86.6316 | 31.344 | 2 | 18:00 | 18 | 0 | #REF! | #REF! | #REF! | #REF! | #REF! | #REF! | #REF! | #REF!
2018-02-08 15:00 | 15 | 5 | 86.6636 | 86.6636 | 86.6636 | 86.6636 | 31.3556 | 2 | 18:15 | 18 | 15 | #REF! | #REF! | #REF! | #REF! | #REF! | #REF! | #REF! | #REF!
2018-02-08 16:00 | 16 | 5 | 86.5568 | 86.5568 | 86.5568 | 86.5568 | 31.317 | 2 | 18:30 | 18 | 30 | #REF! | #REF! | #REF! | #REF! | #REF! | #REF! | #REF! | #REF!
2018-02-08 17:00 | 17 | 5 | 86.6865 | 86.6865 | 86.6865 | 86.6865 | 31.3639 | 2 | 18:45 | 18 | 45 | #REF! | #REF! | #REF! | #REF! | #REF! | #REF! | #REF! | #REF!
2018-02-08 18:00 | 18 | 5 | 86.7262 | 86.7262 | 86.7262 | 86.7262 | 31.3782 | 2 | 19:00 | 19 | 0 | #REF! | #REF! | #REF! | #REF! | #REF! | #REF! | #REF! | #REF!
2018-02-08 19:00 | 19 | 5 | 86.5187 | 86.5187 | 86.5187 | 86.5187 | 31.3032 | 2 | 19:15 | 19 | 15 | #REF! | #REF! | #REF! | #REF! | #REF! | #REF! | #REF! | #REF!
2018-02-08 20:00 | 20 | 5 | 86.5766 | 86.5766 | 86.5766 | 86.5766 | 31.3241 | 2 | 19:30 | 19 | 30 | #REF! | #REF! | #REF! | #REF! | #REF! | #REF! | #REF! | #REF!
2018-02-08 21:00 | 21 | 5 | 86.6194 | 86.6194 | 86.6194 | 86.6194 | 31.3396 | 2 | 19:45 | 19 | 45 | #REF! | #REF! | #REF! | #REF! | #REF! | #REF! | #REF! | #REF!
2018-02-08 22:00 | 22 | 5 | 86.6743 | 86.6743 | 86.6743 | 86.6743 | 31.3595 | 2 | 20:00 | 20 | 0 | #REF! | #REF! | #REF! | #REF! | #REF! | #REF! | #REF! | #REF!
2018-02-08 23:00 | 23 | 5 | 86.5644 | 86.5644 | 86.5644 | 86.5644 | 31.3197 | 2 | 20:15 | 20 | 15 | #REF! | #REF! | #REF! | #REF! | #REF! | #REF! | #REF! | #REF!
2018-02-09 | 0 | 6 | 86.2226 | 86.2226 | 86.2226 | 86.2226 | 31.196 | 2 | 20:30 | 20 | 30 | #REF! | #REF! | #REF! | #REF! | #REF! | #REF! | #REF! | #REF!
2018-02-09 01:00 | 1 | 6 | 86.1128 | 86.1128 | 86.1128 | 86.1128 | 31.1563 | 2 | 20:45 | 20 | 45 | #REF! | #REF! | #REF! | #REF! | #REF! | #REF! | #REF! | #REF!
2018-02-09 02:00 | 2 | 6 | 86.2791 | 86.2791 | 86.2791 | 86.2791 | 31.2165 | 2 | 21:00 | 21 | 0 | #REF! | #REF! | #REF! | #REF! | #REF! | #REF! | #REF! | #REF!
2018-02-09 03:00 | 3 | 6 | 86.0014 | 86.0014 | 86.0014 | 86.0014 | 31.116 | 2 | 21:15 | 21 | 15 | #REF! | #REF! | #REF! | #REF! | #REF! | #REF! | #REF! | #REF!
2018-02-09 04:00 | 4 | 6 | 86.0533 | 86.0533 | 86.0533 | 86.0533 | 31.1348 | 2 | 21:30 | 21 | 30 | #REF! | #REF! | #REF! | #REF! | #REF! | #REF! | #REF! | #REF!
2018-02-09 05:00 | 5 | 6 | 86.2257 | 86.2257 | 86.2257 | 86.2257 | 31.1972 | 2 | 21:45 | 21 | 45 | #REF! | #REF! | #REF! | #REF! | #REF! | #REF! | #REF! | #REF!
2018-02-09 06:00 | 6 | 6 | 86.4332 | 86.4332 | 86.4332 | 86.4332 | 31.2722 | 2 | 22:00 | 22 | 0 | #REF! | #REF! | #REF! | #REF! | #REF! | #REF! | #REF! | #REF!
2018-02-09 07:00 | 7 | 6 | 86.5873 | 86.5873 | 86.5873 | 86.5873 | 31.328 | 2 | 22:15 | 22 | 15 | #REF! | #REF! | #REF! | #REF! | #REF! | #REF! | #REF! | #REF!
2018-02-09 08:00 | 8 | 6 | 86.3691 | 86.3691 | 86.3691 | 86.3691 | 31.249 | 2 | 22:30 | 22 | 30 | #REF! | #REF! | #REF! | #REF! | #REF! | #REF! | #REF! | #REF!
2018-02-09 09:00 | 9 | 6 | 86.334 | 86.334 | 86.334 | 86.334 | 31.2363 | 2 | 22:45 | 22 | 45 | #REF! | #REF! | #REF! | #REF! | #REF! | #REF! | #REF! | #REF!
2018-02-09 10:00 | 10 | 6 | 86.5126 | 86.5126 | 86.5126 | 86.5126 | 31.301 | 2 | 23:00 | 23 | 0 | #REF! | #REF! | #REF! | #REF! | #REF! | #REF! | #REF! | #REF!
2018-02-09 11:00 | 11 | 6 | 86.5003 | 86.5003 | 86.5003 | 86.5003 | 31.2965 | 2 | 23:15 | 23 | 15 | #REF! | #REF! | #REF! | #REF! | #REF! | #REF! | #REF! | #REF!
2018-02-09 12:00 | 12 | 6 | 86.7002 | 86.7002 | 86.7002 | 86.7002 | 31.3688 | 2 | 23:30 | 23 | 30 | #REF! | #REF! | #REF! | #REF! | #REF! | #REF! | #REF! | #REF!
2018-02-09 13:00 | 13 | 6 | 86.363 | 86.363 | 86.363 | 86.363 | 31.2468 | 2 | 23:45 | 23 | 45 | #REF! | #REF! | #REF! | #REF! | #REF! | #REF! | #REF! | #REF!
2018-02-09 14:00 | 14 | 6 | 86.4408 | 86.4408 | 86.4408 | 86.4408 | 31.275
2018-02-09 15:00 | 15 | 6 | 86.2943 | 86.2943 | 86.2943 | 86.2943 | 31.222
2018-02-09 16:00 | 16 | 6 | 86.3706 | 86.3706 | 86.3706 | 86.3706 | 31.2496 |  | Tuesday | Hour | Minute | Circuit 1 Avg Power (kW) | Circuit 1 Avg Energy (kWh) | Circuit 2 Avg Power (kW) | Circuit 2 Avg Energy (kWh) | Circuit 3 Avg Power (kW) | Circuit 3 Avg Energy (kWh) | Circuit 4 Avg Power (kW) | Circuit 4 Avg Energy (kWh)
2018-02-09 17:00 | 17 | 6 | 86.2882 | 86.2882 | 86.2882 | 86.2882 | 31.2198 | 3 | 0:00 | 0 | 0 | #REF! | #REF! | #REF! | #REF! | #REF! | #REF! | #REF! | #REF!
2018-02-09 18:00 | 18 | 6 | 86.1875 | 86.1875 | 86.1875 | 86.1875 | 31.1833 | 3 | 0:15 | 0 | 15 | #REF! | #REF! | #REF! | #REF! | #REF! | #REF! | #REF! | #REF!
2018-02-09 19:00 | 19 | 6 | 86.099 | 86.099 | 86.099 | 86.099 | 31.1513 | 3 | 0:30 | 0 | 30 | #REF! | #REF! | #REF! | #REF! | #REF! | #REF! | #REF! | #REF!
2018-02-09 20:00 | 20 | 6 | 86.1997 | 86.1997 | 86.1997 | 86.1997 | 31.1877 | 3 | 0:45 | 0 | 45 | #REF! | #REF! | #REF! | #REF! | #REF! | #REF! | #REF! | #REF!
2018-02-09 21:00 | 21 | 6 | 86.3767 | 86.3767 | 86.3767 | 86.3767 | 31.2518 | 3 | 1:00 | 1 | 0 | #REF! | #REF! | #REF! | #REF! | #REF! | #REF! | #REF! | #REF!
2018-02-09 22:00 | 22 | 6 | 86.3691 | 86.3691 | 86.3691 | 86.3691 | 31.249 | 3 | 1:15 | 1 | 15 | #REF! | #REF! | #REF! | #REF! | #REF! | #REF! | #REF! | #REF!
2018-02-09 23:00 | 23 | 6 | 86.4012 | 86.4012 | 86.4012 | 86.4012 | 31.2607 | 3 | 1:30 | 1 | 30 | #REF! | #REF! | #REF! | #REF! | #REF! | #REF! | #REF! | #REF!
2018-02-10 | 0 | 7 | 86.0121 | 86.0121 | 86.0121 | 86.0121 | 31.1199 | 3 | 1:45 | 1 | 45 | #REF! | #REF! | #REF! | #REF! | #REF! | #REF! | #REF! | #REF!
2018-02-10 01:00 | 1 | 7 | 85.919 | 85.919 | 85.919 | 85.919 | 31.0862 | 3 | 2:00 | 2 | 0 | #REF! | #REF! | #REF! | #REF! | #REF! | #REF! | #REF! | #REF!
2018-02-10 02:00 | 2 | 7 | 86.0533 | 86.0533 | 86.0533 | 86.0533 | 31.1348 | 3 | 2:15 | 2 | 15 | #REF! | #REF! | #REF! | #REF! | #REF! | #REF! | #REF! | #REF!
2018-02-10 03:00 | 3 | 7 | 86.1677 | 86.1677 | 86.1677 | 86.1677 | 31.1762 | 3 | 2:30 | 2 | 30 | #REF! | #REF! | #REF! | #REF! | #REF! | #REF! | #REF! | #REF!
2018-02-10 04:00 | 4 | 7 | 86.3081 | 86.3081 | 86.3081 | 86.3081 | 31.227 | 3 | 2:45 | 2 | 45 | #REF! | #REF! | #REF! | #REF! | #REF! | #REF! | #REF! | #REF!
2018-02-10 05:00 | 5 | 7 | 86.2562 | 86.2562 | 86.2562 | 86.2562 | 31.2082 | 3 | 3:00 | 3 | 0 | #REF! | #REF! | #REF! | #REF! | #REF! | #REF! | #REF! | #REF!
2018-02-10 06:00 | 6 | 7 | 86.1234 | 86.1234 | 86.1234 | 86.1234 | 31.1601 | 3 | 3:15 | 3 | 15 | #REF! | #REF! | #REF! | #REF! | #REF! | #REF! | #REF! | #REF!
2018-02-10 07:00 | 7 | 7 | 86.1906 | 86.1906 | 86.1906 | 86.1906 | 31.1845 | 3 | 3:30 | 3 | 30 | #REF! | #REF! | #REF! | #REF! | #REF! | #REF! | #REF! | #REF!
2018-02-10 08:00 | 8 | 7 | 86.36 | 86.36 | 86.36 | 86.36 | 31.2457 | 3 | 3:45 | 3 | 45 | #REF! | #REF! | #REF! | #REF! | #REF! | #REF! | #REF! | #REF!
2018-02-10 09:00 | 9 | 7 | 86.4912 | 86.4912 | 86.4912 | 86.4912 | 31.2932 | 3 | 4:00 | 4 | 0 | #REF! | #REF! | #REF! | #REF! | #REF! | #REF! | #REF! | #REF!
2018-02-10 10:00 | 10 | 7 | 86.1982 | 86.1982 | 86.1982 | 86.1982 | 31.1872 | 3 | 4:15 | 4 | 15 | #REF! | #REF! | #REF! | #REF! | #REF! | #REF! | #REF! | #REF!
2018-02-10 11:00 | 11 | 7 | 86.1707 | 86.1707 | 86.1707 | 86.1707 | 31.1773 | 3 | 4:30 | 4 | 30 | #REF! | #REF! | #REF! | #REF! | #REF! | #REF! | #REF! | #REF!
2018-02-10 12:00 | 12 | 7 | 86.5019 | 86.5019 | 86.5019 | 86.5019 | 31.2971 | 3 | 4:45 | 4 | 45 | #REF! | #REF! | #REF! | #REF! | #REF! | #REF! | #REF! | #REF!
2018-02-10 13:00 | 13 | 7 | 86.6148 | 86.6148 | 86.6148 | 86.6148 | 31.3379 | 3 | 5:00 | 5 | 0 | #REF! | #REF! | #REF! | #REF! | #REF! | #REF! | #REF! | #REF!
2018-02-10 14:00 | 14 | 7 | 86.4439 | 86.4439 | 86.4439 | 86.4439 | 31.2761 | 3 | 5:15 | 5 | 15 | #REF! | #REF! | #REF! | #REF! | #REF! | #REF! | #REF! | #REF!
2018-02-10 15:00 | 15 | 7 | 86.5522 | 86.5522 | 86.5522 | 86.5522 | 31.3153 | 3 | 5:30 | 5 | 30 | #REF! | #REF! | #REF! | #REF! | #REF! | #REF! | #REF! | #REF!
2018-02-10 16:00 | 16 | 7 | 86.5644 | 86.5644 | 86.5644 | 86.5644 | 31.3197 | 3 | 5:45 | 5 | 45 | #REF! | #REF! | #REF! | #REF! | #REF! | #REF! | #REF! | #REF!
2018-02-10 17:00 | 17 | 7 | 86.7445 | 86.7445 | 86.7445 | 86.7445 | 31.3849 | 3 | 6:00 | 6 | 0 | #REF! | #REF! | #REF! | #REF! | #REF! | #REF! | #REF! | #REF!
2018-02-10 18:00 | 18 | 7 | 86.4668 | 86.4668 | 86.4668 | 86.4668 | 31.2844 | 3 | 6:15 | 6 | 15 | #REF! | #REF! | #REF! | #REF! | #REF! | #REF! | #REF! | #REF!
2018-02-10 19:00 | 19 | 7 | 86.3661 | 86.3661 | 86.3661 | 86.3661 | 31.248 | 3 | 6:30 | 6 | 30 | #REF! | #REF! | #REF! | #REF! | #REF! | #REF! | #REF! | #REF!
2018-02-10 20:00 | 20 | 7 | 86.1173 | 86.1173 | 86.1173 | 86.1173 | 31.1579 | 3 | 6:45 | 6 | 45 | #REF! | #REF! | #REF! | #REF! | #REF! | #REF! | #REF! | #REF!
2018-02-10 21:00 | 21 | 7 | 86.1555 | 86.1555 | 86.1555 | 86.1555 | 31.1718 | 3 | 7:00 | 7 | 0 | #REF! | #REF! | #REF! | #REF! | #REF! | #REF! | #REF! | #REF!
2018-02-10 22:00 | 22 | 7 | 86.2211 | 86.2211 | 86.2211 | 86.2211 | 31.1955 | 3 | 7:15 | 7 | 15 | #REF! | #REF! | #REF! | #REF! | #REF! | #REF! | #REF! | #REF!
2018-02-10 23:00 | 23 | 7 | 86.2226 | 86.2226 | 86.2226 | 86.2226 | 31.196 | 3 | 7:30 | 7 | 30 | #REF! | #REF! | #REF! | #REF! | #REF! | #REF! | #REF! | #REF!
2018-02-11 | 0 | 1 | 86.2364 | 86.2364 | 86.2364 | 86.2364 | 31.201 | 3 | 7:45 | 7 | 45 | #REF! | #REF! | #REF! | #REF! | #REF! | #REF! | #REF! | #REF!
2018-02-11 01:00 | 1 | 1 | 86.3188 | 86.3188 | 86.3188 | 86.3188 | 31.2308 | 3 | 8:00 | 8 | 0 | #REF! | #REF! | #REF! | #REF! | #REF! | #REF! | #REF! | #REF!
2018-02-11 02:00 | 2 | 1 | 86.2119 | 86.2119 | 86.2119 | 86.2119 | 31.1922 | 3 | 8:15 | 8 | 15 | #REF! | #REF! | #REF! | #REF! | #REF! | #REF! | #REF! | #REF!
2018-02-11 03:00 | 3 | 1 | 86.1845 | 86.1845 | 86.1845 | 86.1845 | 31.1822 | 3 | 8:30 | 8 | 30 | #REF! | #REF! | #REF! | #REF! | #REF! | #REF! | #REF! | #REF!
2018-02-11 04:00 | 4 | 1 | 86.2455 | 86.2455 | 86.2455 | 86.2455 | 31.2043 | 3 | 8:45 | 8 | 45 | #REF! | #REF! | #REF! | #REF! | #REF! | #REF! | #REF! | #REF!
2018-02-11 05:00 | 5 | 1 | 86.2333 | 86.2333 | 86.2333 | 86.2333 | 31.1999 | 3 | 9:00 | 9 | 0 | #REF! | #REF! | #REF! | #REF! | #REF! | #REF! | #REF! | #REF!
2018-02-11 06:00 | 6 | 1 | 86.2776 | 86.2776 | 86.2776 | 86.2776 | 31.2159 | 3 | 9:15 | 9 | 15 | #REF! | #REF! | #REF! | #REF! | #REF! | #REF! | #REF! | #REF!
2018-02-11 07:00 | 7 | 1 | 86.2867 | 86.2867 | 86.2867 | 86.2867 | 31.2192 | 3 | 9:30 | 9 | 30 | #REF! | #REF! | #REF! | #REF! | #REF! | #REF! | #REF! | #REF!
2018-02-11 08:00 | 8 | 1 | 86.2989 | 86.2989 | 86.2989 | 86.2989 | 31.2236 | 3 | 9:45 | 9 | 45 | #REF! | #REF! | #REF! | #REF! | #REF! | #REF! | #REF! | #REF!
2018-02-11 09:00 | 9 | 1 | 86.2867 | 86.2867 | 86.2867 | 86.2867 | 31.2192 | 3 | 10:00 | 10 | 0 | #REF! | #REF! | #REF! | #REF! | #REF! | #REF! | #REF! | #REF!
2018-02-11 10:00 | 10 | 1 | 86.2882 | 86.2882 | 86.2882 | 86.2882 | 31.2198 | 3 | 10:15 | 10 | 15 | #REF! | #REF! | #REF! | #REF! | #REF! | #REF! | #REF! | #REF!
2018-02-11 11:00 | 11 | 1 | 86.1845 | 86.1845 | 86.1845 | 86.1845 | 31.1822 | 3 | 10:30 | 10 | 30 | #REF! | #REF! | #REF! | #REF! | #REF! | #REF! | #REF! | #REF!
2018-02-11 12:00 | 12 | 1 | 86.1418 | 86.1418 | 86.1418 | 86.1418 | 31.1668 | 3 | 10:45 | 10 | 45 | #REF! | #REF! | #REF! | #REF! | #REF! | #REF! | #REF! | #REF!
2018-02-11 13:00 | 13 | 1 | 86.1479 | 86.1479 | 86.1479 | 86.1479 | 31.169 | 3 | 11:00 | 11 | 0 | #REF! | #REF! | #REF! | #REF! | #REF! | #REF! | #REF! | #REF!
2018-02-11 14:00 | 14 | 1 | 86.1112 | 86.1112 | 86.1112 | 86.1112 | 31.1557 | 3 | 11:15 | 11 | 15 | #REF! | #REF! | #REF! | #REF! | #REF! | #REF! | #REF! | #REF!
2018-02-11 15:00 | 15 | 1 | 86.2455 | 86.2455 | 86.2455 | 86.2455 | 31.2043 | 3 | 11:30 | 11 | 30 | #REF! | #REF! | #REF! | #REF! | #REF! | #REF! | #REF! | #REF!
2018-02-11 16:00 | 16 | 1 | 86.3447 | 86.3447 | 86.3447 | 86.3447 | 31.2402 | 3 | 11:45 | 11 | 45 | #REF! | #REF! | #REF! | #REF! | #REF! | #REF! | #REF! | #REF!
2018-02-11 17:00 | 17 | 1 | 86.4805 | 86.4805 | 86.4805 | 86.4805 | 31.2893 | 3 | 12:00 | 12 | 0 | #REF! | #REF! | #REF! | #REF! | #REF! | #REF! | #REF! | #REF!
2018-02-11 18:00 | 18 | 1 | 86.4332 | 86.4332 | 86.4332 | 86.4332 | 31.2722 | 3 | 12:15 | 12 | 15 | #REF! | #REF! | #REF! | #REF! | #REF! | #REF! | #REF! | #REF!
2018-02-11 19:00 | 19 | 1 | 85.6794 | 85.6794 | 85.6794 | 85.6794 | 30.9995 | 3 | 12:30 | 12 | 30 | #REF! | #REF! | #REF! | #REF! | #REF! | #REF! | #REF! | #REF!
2018-02-11 20:00 | 20 | 1 | 86.3294 | 86.3294 | 86.3294 | 86.3294 | 31.2347 | 3 | 12:45 | 12 | 45 | #REF! | #REF! | #REF! | #REF! | #REF! | #REF! | #REF! | #REF!
2018-02-11 21:00 | 21 | 1 | 86.3569 | 86.3569 | 86.3569 | 86.3569 | 31.2446 | 3 | 13:00 | 13 | 0 | #REF! | #REF! | #REF! | #REF! | #REF! | #REF! | #REF! | #REF!
2018-02-11 22:00 | 22 | 1 | 86.4881 | 86.4881 | 86.4881 | 86.4881 | 31.2921 | 3 | 13:15 | 13 | 15 | #REF! | #REF! | #REF! | #REF! | #REF! | #REF! | #REF! | #REF!
2018-02-11 23:00 | 23 | 1 | 86.4332 | 86.4332 | 86.4332 | 86.4332 | 31.2722 | 3 | 13:30 | 13 | 30 | #REF! | #REF! | #REF! | #REF! | #REF! | #REF! | #REF! | #REF!
2018-02-12 | 0 | 2 | 86.4088 | 86.4088 | 86.4088 | 86.4088 | 31.2634 | 3 | 13:45 | 13 | 45 | #REF! | #REF! | #REF! | #REF! | #REF! | #REF! | #REF! | #REF!
2018-02-12 01:00 | 1 | 2 | 86.0426 | 86.0426 | 86.0426 | 86.0426 | 31.1309 | 3 | 14:00 | 14 | 0 | #REF! | #REF! | #REF! | #REF! | #REF! | #REF! | #REF! | #REF!
2018-02-12 02:00 | 2 | 2 | 86.392 | 86.392 | 86.392 | 86.392 | 31.2573 | 3 | 14:15 | 14 | 15 | #REF! | #REF! | #REF! | #REF! | #REF! | #REF! | #REF! | #REF!
2018-02-12 03:00 | 3 | 2 | 86.2776 | 86.2776 | 86.2776 | 86.2776 | 31.2159 | 3 | 14:30 | 14 | 30 | #REF! | #REF! | #REF! | #REF! | #REF! | #REF! | #REF! | #REF!
2018-02-12 04:00 | 4 | 2 | 86.5034 | 86.5034 | 86.5034 | 86.5034 | 31.2976 | 3 | 14:45 | 14 | 45 | #REF! | #REF! | #REF! | #REF! | #REF! | #REF! | #REF! | #REF!
2018-02-12 05:00 | 5 | 2 | 86.3661 | 86.3661 | 86.3661 | 86.3661 | 31.248 | 3 | 15:00 | 15 | 0 | #REF! | #REF! | #REF! | #REF! | #REF! | #REF! | #REF! | #REF!
2018-02-12 06:00 | 6 | 2 | 86.2898 | 86.2898 | 86.2898 | 86.2898 | 31.2203 | 3 | 15:15 | 15 | 15 | #REF! | #REF! | #REF! | #REF! | #REF! | #REF! | #REF! | #REF!
2018-02-12 07:00 | 7 | 2 | 86.2043 | 86.2043 | 86.2043 | 86.2043 | 31.1894 | 3 | 15:30 | 15 | 30 | #REF! | #REF! | #REF! | #REF! | #REF! | #REF! | #REF! | #REF!
2018-02-12 08:00 | 8 | 2 | 86.3355 | 86.3355 | 86.3355 | 86.3355 | 31.2369 | 3 | 15:45 | 15 | 45 | #REF! | #REF! | #REF! | #REF! | #REF! | #REF! | #REF! | #REF!
2018-02-12 09:00 | 9 | 2 | 86.3798 | 86.3798 | 86.3798 | 86.3798 | 31.2529 | 3 | 16:00 | 16 | 0 | #REF! | #REF! | #REF! | #REF! | #REF! | #REF! | #REF! | #REF!
2018-02-12 10:00 | 10 | 2 | 86.2272 | 86.2272 | 86.2272 | 86.2272 | 31.1977 | 3 | 16:15 | 16 | 15 | #REF! | #REF! | #REF! | #REF! | #REF! | #REF! | #REF! | #REF!
2018-02-12 11:00 | 11 | 2 | 86.2119 | 86.2119 | 86.2119 | 86.2119 | 31.1922 | 3 | 16:30 | 16 | 30 | #REF! | #REF! | #REF! | #REF! | #REF! | #REF! | #REF! | #REF!
2018-02-12 12:00 | 12 | 2 | 86.389 | 86.389 | 86.389 | 86.389 | 31.2562 | 3 | 16:45 | 16 | 45 | #REF! | #REF! | #REF! | #REF! | #REF! | #REF! | #REF! | #REF!
2018-02-12 13:00 | 13 | 2 | 86.4027 | 86.4027 | 86.4027 | 86.4027 | 31.2612 | 3 | 17:00 | 17 | 0 | #REF! | #REF! | #REF! | #REF! | #REF! | #REF! | #REF! | #REF!
2018-02-12 14:00 | 14 | 2 | 86.3783 | 86.3783 | 86.3783 | 86.3783 | 31.2524 | 3 | 17:15 | 17 | 15 | #REF! | #REF! | #REF! | #REF! | #REF! | #REF! | #REF! | #REF!
2018-02-12 15:00 | 15 | 2 | 86.3355 | 86.3355 | 86.3355 | 86.3355 | 31.2369 | 3 | 17:30 | 17 | 30 | #REF! | #REF! | #REF! | #REF! | #REF! | #REF! | #REF! | #REF!
2018-02-12 16:00 | 16 | 2 | 86.3493 | 86.3493 | 86.3493 | 86.3493 | 31.2419 | 3 | 17:45 | 17 | 45 | #REF! | #REF! | #REF! | #REF! | #REF! | #REF! | #REF! | #REF!
2018-02-12 17:00 | 17 | 2 | 86.244 | 86.244 | 86.244 | 86.244 | 31.2038 | 3 | 18:00 | 18 | 0 | #REF! | #REF! | #REF! | #REF! | #REF! | #REF! | #REF! | #REF!
2018-02-12 18:00 | 18 | 2 | 86.3142 | 86.3142 | 86.3142 | 86.3142 | 31.2292 | 3 | 18:15 | 18 | 15 | #REF! | #REF! | #REF! | #REF! | #REF! | #REF! | #REF! | #REF!
2018-02-12 19:00 | 19 | 2 | 86.2089 | 86.2089 | 86.2089 | 86.2089 | 31.1911 | 3 | 18:30 | 18 | 30 | #REF! | #REF! | #REF! | #REF! | #REF! | #REF! | #REF! | #REF!
2018-02-12 20:00 | 20 | 2 | 86.2181 | 86.2181 | 86.2181 | 86.2181 | 31.1944 | 3 | 18:45 | 18 | 45 | #REF! | #REF! | #REF! | #REF! | #REF! | #REF! | #REF! | #REF!
2018-02-12 21:00 | 21 | 2 | 86.1494 | 86.1494 | 86.1494 | 86.1494 | 31.1696 | 3 | 19:00 | 19 | 0 | #REF! | #REF! | #REF! | #REF! | #REF! | #REF! | #REF! | #REF!
2018-02-12 22:00 | 22 | 2 | 86.2593 | 86.2593 | 86.2593 | 86.2593 | 31.2093 | 3 | 19:15 | 19 | 15 | #REF! | #REF! | #REF! | #REF! | #REF! | #REF! | #REF! | #REF!
2018-02-12 23:00 | 23 | 2 | 86.4424 | 86.4424 | 86.4424 | 86.4424 | 31.2756 | 3 | 19:30 | 19 | 30 | #REF! | #REF! | #REF! | #REF! | #REF! | #REF! | #REF! | #REF!
2018-02-13 | 0 | 3 | 86.4637 | 86.4637 | 86.4637 | 86.4637 | 31.2833 | 3 | 19:45 | 19 | 45 | #REF! | #REF! | #REF! | #REF! | #REF! | #REF! | #REF! | #REF!
2018-02-13 01:00 | 1 | 3 | 86.5629 | 86.5629 | 86.5629 | 86.5629 | 31.3192 | 3 | 20:00 | 20 | 0 | #REF! | #REF! | #REF! | #REF! | #REF! | #REF! | #REF! | #REF!
2018-02-13 02:00 | 2 | 3 | 86.3706 | 86.3706 | 86.3706 | 86.3706 | 31.2496 | 3 | 20:15 | 20 | 15 | #REF! | #REF! | #REF! | #REF! | #REF! | #REF! | #REF! | #REF!
2018-02-13 03:00 | 3 | 3 | 86.3523 | 86.3523 | 86.3523 | 86.3523 | 31.243 | 3 | 20:30 | 20 | 30 | #REF! | #REF! | #REF! | #REF! | #REF! | #REF! | #REF! | #REF!
2018-02-13 04:00 | 4 | 3 | 86.3676 | 86.3676 | 86.3676 | 86.3676 | 31.2485 | 3 | 20:45 | 20 | 45 | #REF! | #REF! | #REF! | #REF! | #REF! | #REF! | #REF! | #REF!
2018-02-13 05:00 | 5 | 3 | 86.4027 | 86.4027 | 86.4027 | 86.4027 | 31.2612 | 3 | 21:00 | 21 | 0 | #REF! | #REF! | #REF! | #REF! | #REF! | #REF! | #REF! | #REF!
2018-02-13 06:00 | 6 | 3 | 86.4652 | 86.4652 | 86.4652 | 86.4652 | 31.2838 | 3 | 21:15 | 21 | 15 | #REF! | #REF! | #REF! | #REF! | #REF! | #REF! | #REF! | #REF!
2018-02-13 07:00 | 7 | 3 | 86.4012 | 86.4012 | 86.4012 | 86.4012 | 31.2607 | 3 | 21:30 | 21 | 30 | #REF! | #REF! | #REF! | #REF! | #REF! | #REF! | #REF! | #REF!
2018-02-13 08:00 | 8 | 3 | 86.4515 | 86.4515 | 86.4515 | 86.4515 | 31.2789 | 3 | 21:45 | 21 | 45 | #REF! | #REF! | #REF! | #REF! | #REF! | #REF! | #REF! | #REF!
2018-02-13 09:00 | 9 | 3 | 86.2028 | 86.2028 | 86.2028 | 86.2028 | 31.1889 | 3 | 22:00 | 22 | 0 | #REF! | #REF! | #REF! | #REF! | #REF! | #REF! | #REF! | #REF!
2018-02-13 10:00 | 10 | 3 | 86.2715 | 86.2715 | 86.2715 | 86.2715 | 31.2137 | 3 | 22:15 | 22 | 15 | #REF! | #REF! | #REF! | #REF! | #REF! | #REF! | #REF! | #REF!
2018-02-13 11:00 | 11 | 3 | 86.7567 | 86.7567 | 86.7567 | 86.7567 | 31.3893 | 3 | 22:30 | 22 | 30 | #REF! | #REF! | #REF! | #REF! | #REF! | #REF! | #REF! | #REF!
2018-02-13 12:00 | 12 | 3 | 86.6194 | 86.6194 | 86.6194 | 86.6194 | 31.3396 | 3 | 22:45 | 22 | 45 | #REF! | #REF! | #REF! | #REF! | #REF! | #REF! | #REF! | #REF!
2018-02-13 13:00 | 13 | 3 | 86.6377 | 86.6377 | 86.6377 | 86.6377 | 31.3462 | 3 | 23:00 | 23 | 0 | #REF! | #REF! | #REF! | #REF! | #REF! | #REF! | #REF! | #REF!
2018-02-13 14:00 | 14 | 3 | 86.8757 | 86.8757 | 86.8757 | 86.8757 | 31.4323 | 3 | 23:15 | 23 | 15 | #REF! | #REF! | #REF! | #REF! | #REF! | #REF! | #REF! | #REF!
2018-02-13 15:00 | 15 | 3 | 86.7994 | 86.7994 | 86.7994 | 86.7994 | 31.4047 | 3 | 23:30 | 23 | 30 | #REF! | #REF! | #REF! | #REF! | #REF! | #REF! | #REF! | #REF!
2018-02-13 16:00 | 16 | 3 | 86.7674 | 86.7674 | 86.7674 | 86.7674 | 31.3931 | 3 | 23:45 | 23 | 45 | #REF! | #REF! | #REF! | #REF! | #REF! | #REF! | #REF! | #REF!
2018-02-13 17:00 | 17 | 3 | 86.7384 | 86.7384 | 86.7384 | 86.7384 | 31.3827
2018-02-13 18:00 | 18 | 3 | 86.7124 | 86.7124 | 86.7124 | 86.7124 | 31.3732
2018-02-13 19:00 | 19 | 3 | 86.8376 | 86.8376 | 86.8376 | 86.8376 | 31.4185 |  | Wednesday | Hour | Minute | Circuit 1 Avg Power (kW) | Circuit 1 Avg Energy (kWh) | Circuit 2 Avg Power (kW) | Circuit 2 Avg Energy (kWh) | Circuit 3 Avg Power (kW) | Circuit 3 Avg Energy (kWh) | Circuit 4 Avg Power (kW) | Circuit 4 Avg Energy (kWh)
2018-02-13 20:00 | 20 | 3 | 86.627 | 86.627 | 86.627 | 86.627 | 31.3423 | 4 | 0:00 | 0 | 0 | #REF! | #REF! | #REF! | #REF! | #REF! | #REF! | #REF! | #REF!
2018-02-13 21:00 | 21 | 3 | 86.6239 | 86.6239 | 86.6239 | 86.6239 | 31.3412 | 4 | 0:15 | 0 | 15 | #REF! | #REF! | #REF! | #REF! | #REF! | #REF! | #REF! | #REF!
2018-02-13 22:00 | 22 | 3 | 86.714 | 86.714 | 86.714 | 86.714 | 31.3738 | 4 | 0:30 | 0 | 30 | #REF! | #REF! | #REF! | #REF! | #REF! | #REF! | #REF! | #REF!
2018-02-13 23:00 | 23 | 3 | 86.8971 | 86.8971 | 86.8971 | 86.8971 | 31.4401 | 4 | 0:45 | 0 | 45 | #REF! | #REF! | #REF! | #REF! | #REF! | #REF! | #REF! | #REF!
2018-02-14 | 0 | 4 | 0 | 0 | 0 | 0 | 0 | 4 | 1:00 | 1 | 0 | #REF! | #REF! | #REF! | #REF! | #REF! | #REF! | #REF! | #REF!
2018-02-14 01:00 | 1 | 4 | 0 | 0 | 0 | 0 | 0 | 4 | 1:15 | 1 | 15 | #REF! | #REF! | #REF! | #REF! | #REF! | #REF! | #REF! | #REF!
2018-02-14 02:00 | 2 | 4 | 0 | 0 | 0 | 0 | 0 | 4 | 1:30 | 1 | 30 | #REF! | #REF! | #REF! | #REF! | #REF! | #REF! | #REF! | #REF!
2018-02-14 03:00 | 3 | 4 | 0 | 0 | 0 | 0 | 0 | 4 | 1:45 | 1 | 45 | #REF! | #REF! | #REF! | #REF! | #REF! | #REF! | #REF! | #REF!
2018-02-14 04:00 | 4 | 4 | 0 | 0 | 0 | 0 | 0 | 4 | 2:00 | 2 | 0 | #REF! | #REF! | #REF! | #REF! | #REF! | #REF! | #REF! | #REF!
2018-02-14 05:00 | 5 | 4 | 0 | 0 | 0 | 0 | 0 | 4 | 2:15 | 2 | 15 | #REF! | #REF! | #REF! | #REF! | #REF! | #REF! | #REF! | #REF!
2018-02-14 06:00 | 6 | 4 | 0 | 0 | 0 | 0 | 0 | 4 | 2:30 | 2 | 30 | #REF! | #REF! | #REF! | #REF! | #REF! | #REF! | #REF! | #REF!
2018-02-14 07:00 | 7 | 4 | 0 | 0 | 0 | 0 | 0 | 4 | 2:45 | 2 | 45 | #REF! | #REF! | #REF! | #REF! | #REF! | #REF! | #REF! | #REF!
2018-02-14 08:00 | 8 | 4 | 0 | 0 | 0 | 0 | 0 | 4 | 3:00 | 3 | 0 | #REF! | #REF! | #REF! | #REF! | #REF! | #REF! | #REF! | #REF!
2018-02-14 09:00 | 9 | 4 | 0 | 0 | 0 | 0 | 0 | 4 | 3:15 | 3 | 15 | #REF! | #REF! | #REF! | #REF! | #REF! | #REF! | #REF! | #REF!
2018-02-14 10:00 | 10 | 4 | 0 | 0 | 0 | 0 | 0 | 4 | 3:30 | 3 | 30 | #REF! | #REF! | #REF! | #REF! | #REF! | #REF! | #REF! | #REF!
2018-02-14 11:00 | 11 | 4 | 0 | 0 | 0 | 0 | 0 | 4 | 3:45 | 3 | 45 | #REF! | #REF! | #REF! | #REF! | #REF! | #REF! | #REF! | #REF!
2018-02-14 12:00 | 12 | 4 | 0 | 0 | 0 | 0 | 0 | 4 | 4:00 | 4 | 0 | #REF! | #REF! | #REF! | #REF! | #REF! | #REF! | #REF! | #REF!
2018-02-14 13:00 | 13 | 4 | 0 | 0 | 0 | 0 | 0 | 4 | 4:15 | 4 | 15 | #REF! | #REF! | #REF! | #REF! | #REF! | #REF! | #REF! | #REF!
2018-02-14 14:00 | 14 | 4 | 0 | 0 | 0 | 0 | 0 | 4 | 4:30 | 4 | 30 | #REF! | #REF! | #REF! | #REF! | #REF! | #REF! | #REF! | #REF!
2018-02-14 15:00 | 15 | 4 | 0 | 0 | 0 | 0 | 0 | 4 | 4:45 | 4 | 45 | #REF! | #REF! | #REF! | #REF! | #REF! | #REF! | #REF! | #REF!
2018-02-14 16:00 | 16 | 4 | 0 | 0 | 0 | 0 | 0 | 4 | 5:00 | 5 | 0 | #REF! | #REF! | #REF! | #REF! | #REF! | #REF! | #REF! | #REF!
2018-02-14 17:00 | 17 | 4 | 0 | 0 | 0 | 0 | 0 | 4 | 5:15 | 5 | 15 | #REF! | #REF! | #REF! | #REF! | #REF! | #REF! | #REF! | #REF!
2018-02-14 18:00 | 18 | 4 | 0 | 0 | 0 | 0 | 0 | 4 | 5:30 | 5 | 30 | #REF! | #REF! | #REF! | #REF! | #REF! | #REF! | #REF! | #REF!
2018-02-14 19:00 | 19 | 4 | 0 | 0 | 0 | 0 | 0 | 4 | 5:45 | 5 | 45 | #REF! | #REF! | #REF! | #REF! | #REF! | #REF! | #REF! | #REF!
2018-02-14 20:00 | 20 | 4 | 0 | 0 | 0 | 0 | 0 | 4 | 6:00 | 6 | 0 | #REF! | #REF! | #REF! | #REF! | #REF! | #REF! | #REF! | #REF!
2018-02-14 21:00 | 21 | 4 | 0 | 0 | 0 | 0 | 0 | 4 | 6:15 | 6 | 15 | #REF! | #REF! | #REF! | #REF! | #REF! | #REF! | #REF! | #REF!
2018-02-14 22:00 | 22 | 4 | 0 | 0 | 0 | 0 | 0 | 4 | 6:30 | 6 | 30 | #REF! | #REF! | #REF! | #REF! | #REF! | #REF! | #REF! | #REF!
2018-02-14 23:00 | 23 | 4 | 0 | 0 | 0 | 0 | 0 | 4 | 6:45 | 6 | 45 | #REF! | #REF! | #REF! | #REF! | #REF! | #REF! | #REF! | #REF!
2018-02-15 | 0 | 5 | 86.5492 | 86.5492 | 86.5492 | 86.5492 | 31.3142 | 4 | 7:00 | 7 | 0 | #REF! | #REF! | #REF! | #REF! | #REF! | #REF! | #REF! | #REF!
2018-02-15 01:00 | 1 | 5 | 86.7201 | 86.7201 | 86.7201 | 86.7201 | 31.376 | 4 | 7:15 | 7 | 15 | #REF! | #REF! | #REF! | #REF! | #REF! | #REF! | #REF! | #REF!
2018-02-15 02:00 | 2 | 5 | 86.5095 | 86.5095 | 86.5095 | 86.5095 | 31.2998 | 4 | 7:30 | 7 | 30 | #REF! | #REF! | #REF! | #REF! | #REF! | #REF! | #REF! | #REF!
2018-02-15 03:00 | 3 | 5 | 86.4576 | 86.4576 | 86.4576 | 86.4576 | 31.2811 | 4 | 7:45 | 7 | 45 | #REF! | #REF! | #REF! | #REF! | #REF! | #REF! | #REF! | #REF!
2018-02-15 04:00 | 4 | 5 | 86.6316 | 86.6316 | 86.6316 | 86.6316 | 31.344 | 4 | 8:00 | 8 | 0 | #REF! | #REF! | #REF! | #REF! | #REF! | #REF! | #REF! | #REF!
2018-02-15 05:00 | 5 | 5 | 86.569 | 86.569 | 86.569 | 86.569 | 31.3214 | 4 | 8:15 | 8 | 15 | #REF! | #REF! | #REF! | #REF! | #REF! | #REF! | #REF! | #REF!
2018-02-15 06:00 | 6 | 5 | 86.6468 | 86.6468 | 86.6468 | 86.6468 | 31.3495 | 4 | 8:30 | 8 | 30 | #REF! | #REF! | #REF! | #REF! | #REF! | #REF! | #REF! | #REF!
2018-02-15 07:00 | 7 | 5 | 86.6361 | 86.6361 | 86.6361 | 86.6361 | 31.3456 | 4 | 8:45 | 8 | 45 | #REF! | #REF! | #REF! | #REF! | #REF! | #REF! | #REF! | #REF!
2018-02-15 08:00 | 8 | 5 | 86.6819 | 86.6819 | 86.6819 | 86.6819 | 31.3622 | 4 | 9:00 | 9 | 0 | #REF! | #REF! | #REF! | #REF! | #REF! | #REF! | #REF! | #REF!
2018-02-15 09:00 | 9 | 5 | 86.7094 | 86.7094 | 86.7094 | 86.7094 | 31.3722 | 4 | 9:15 | 9 | 15 | #REF! | #REF! | #REF! | #REF! | #REF! | #REF! | #REF! | #REF!
2018-02-15 10:00 | 10 | 5 | 86.7933 | 86.7933 | 86.7933 | 86.7933 | 31.4025 | 4 | 9:30 | 9 | 30 | #REF! | #REF! | #REF! | #REF! | #REF! | #REF! | #REF! | #REF!
2018-02-15 11:00 | 11 | 5 | 86.8009 | 86.8009 | 86.8009 | 86.8009 | 31.4053 | 4 | 9:45 | 9 | 45 | #REF! | #REF! | #REF! | #REF! | #REF! | #REF! | #REF! | #REF!
2018-02-15 12:00 | 12 | 5 | 86.6728 | 86.6728 | 86.6728 | 86.6728 | 31.3589 | 4 | 10:00 | 10 | 0 | #REF! | #REF! | #REF! | #REF! | #REF! | #REF! | #REF! | #REF!
2018-02-15 13:00 | 13 | 5 | 86.6316 | 86.6316 | 86.6316 | 86.6316 | 31.344 | 4 | 10:15 | 10 | 15 | #REF! | #REF! | #REF! | #REF! | #REF! | #REF! | #REF! | #REF!
2018-02-15 14:00 | 14 | 5 | 86.6316 | 86.6316 | 86.6316 | 86.6316 | 31.344 | 4 | 10:30 | 10 | 30 | #REF! | #REF! | #REF! | #REF! | #REF! | #REF! | #REF! | #REF!
2018-02-15 15:00 | 15 | 5 | 86.6636 | 86.6636 | 86.6636 | 86.6636 | 31.3556 | 4 | 10:45 | 10 | 45 | #REF! | #REF! | #REF! | #REF! | #REF! | #REF! | #REF! | #REF!
2018-02-15 16:00 | 16 | 5 | 86.5568 | 86.5568 | 86.5568 | 86.5568 | 31.317 | 4 | 11:00 | 11 | 0 | #REF! | #REF! | #REF! | #REF! | #REF! | #REF! | #REF! | #REF!
2018-02-15 17:00 | 17 | 5 | 86.6865 | 86.6865 | 86.6865 | 86.6865 | 31.3639 | 4 | 11:15 | 11 | 15 | #REF! | #REF! | #REF! | #REF! | #REF! | #REF! | #REF! | #REF!
2018-02-15 18:00 | 18 | 5 | 86.7262 | 86.7262 | 86.7262 | 86.7262 | 31.3782 | 4 | 11:30 | 11 | 30 | #REF! | #REF! | #REF! | #REF! | #REF! | #REF! | #REF! | #REF!
2018-02-15 19:00 | 19 | 5 | 86.5187 | 86.5187 | 86.5187 | 86.5187 | 31.3032 | 4 | 11:45 | 11 | 45 | #REF! | #REF! | #REF! | #REF! | #REF! | #REF! | #REF! | #REF!
2018-02-15 20:00 | 20 | 5 | 86.5766 | 86.5766 | 86.5766 | 86.5766 | 31.3241 | 4 | 12:00 | 12 | 0 | #REF! | #REF! | #REF! | #REF! | #REF! | #REF! | #REF! | #REF!
2018-02-15 21:00 | 21 | 5 | 86.6194 | 86.6194 | 86.6194 | 86.6194 | 31.3396 | 4 | 12:15 | 12 | 15 | #REF! | #REF! | #REF! | #REF! | #REF! | #REF! | #REF! | #REF!
2018-02-15 22:00 | 22 | 5 | 86.6743 | 86.6743 | 86.6743 | 86.6743 | 31.3595 | 4 | 12:30 | 12 | 30 | #REF! | #REF! | #REF! | #REF! | #REF! | #REF! | #REF! | #REF!
2018-02-15 23:00 | 23 | 5 | 86.5644 | 86.5644 | 86.5644 | 86.5644 | 31.3197 | 4 | 12:45 | 12 | 45 | #REF! | #REF! | #REF! | #REF! | #REF! | #REF! | #REF! | #REF!
2018-02-16 | 0 | 6 | 86.2226 | 86.2226 | 86.2226 | 86.2226 | 31.196 | 4 | 13:00 | 13 | 0 | #REF! | #REF! | #REF! | #REF! | #REF! | #REF! | #REF! | #REF!
2018-02-16 01:00 | 1 | 6 | 86.1128 | 86.1128 | 86.1128 | 86.1128 | 31.1563 | 4 | 13:15 | 13 | 15 | #REF! | #REF! | #REF! | #REF! | #REF! | #REF! | #REF! | #REF!
2018-02-16 02:00 | 2 | 6 | 86.2791 | 86.2791 | 86.2791 | 86.2791 | 31.2165 | 4 | 13:30 | 13 | 30 | #REF! | #REF! | #REF! | #REF! | #REF! | #REF! | #REF! | #REF!
2018-02-16 03:00 | 3 | 6 | 86.0014 | 86.0014 | 86.0014 | 86.0014 | 31.116 | 4 | 13:45 | 13 | 45 | #REF! | #REF! | #REF! | #REF! | #REF! | #REF! | #REF! | #REF!
2018-02-16 04:00 | 4 | 6 | 86.0533 | 86.0533 | 86.0533 | 86.0533 | 31.1348 | 4 | 14:00 | 14 | 0 | #REF! | #REF! | #REF! | #REF! | #REF! | #REF! | #REF! | #REF!
2018-02-16 05:00 | 5 | 6 | 86.2257 | 86.2257 | 86.2257 | 86.2257 | 31.1972 | 4 | 14:15 | 14 | 15 | #REF! | #REF! | #REF! | #REF! | #REF! | #REF! | #REF! | #REF!
2018-02-16 06:00 | 6 | 6 | 86.4332 | 86.4332 | 86.4332 | 86.4332 | 31.2722 | 4 | 14:30 | 14 | 30 | #REF! | #REF! | #REF! | #REF! | #REF! | #REF! | #REF! | #REF!
2018-02-16 07:00 | 7 | 6 | 86.5873 | 86.5873 | 86.5873 | 86.5873 | 31.328 | 4 | 14:45 | 14 | 45 | #REF! | #REF! | #REF! | #REF! | #REF! | #REF! | #REF! | #REF!
2018-02-16 08:00 | 8 | 6 | 86.3691 | 86.3691 | 86.3691 | 86.3691 | 31.249 | 4 | 15:00 | 15 | 0 | #REF! | #REF! | #REF! | #REF! | #REF! | #REF! | #REF! | #REF!
2018-02-16 09:00 | 9 | 6 | 86.334 | 86.334 | 86.334 | 86.334 | 31.2363 | 4 | 15:15 | 15 | 15 | #REF! | #REF! | #REF! | #REF! | #REF! | #REF! | #REF! | #REF!
2018-02-16 10:00 | 10 | 6 | 86.5126 | 86.5126 | 86.5126 | 86.5126 | 31.301 | 4 | 15:30 | 15 | 30 | #REF! | #REF! | #REF! | #REF! | #REF! | #REF! | #REF! | #REF!
2018-02-16 11:00 | 11 | 6 | 86.5003 | 86.5003 | 86.5003 | 86.5003 | 31.2965 | 4 | 15:45 | 15 | 45 | #REF! | #REF! | #REF! | #REF! | #REF! | #REF! | #REF! | #REF!
2018-02-16 12:00 | 12 | 6 | 86.7002 | 86.7002 | 86.7002 | 86.7002 | 31.3688 | 4 | 16:00 | 16 | 0 | #REF! | #REF! | #REF! | #REF! | #REF! | #REF! | #REF! | #REF!
2018-02-16 13:00 | 13 | 6 | 86.363 | 86.363 | 86.363 | 86.363 | 31.2468 | 4 | 16:15 | 16 | 15 | #REF! | #REF! | #REF! | #REF! | #REF! | #REF! | #REF! | #REF!
2018-02-16 14:00 | 14 | 6 | 86.4408 | 86.4408 | 86.4408 | 86.4408 | 31.275 | 4 | 16:30 | 16 | 30 | #REF! | #REF! | #REF! | #REF! | #REF! | #REF! | #REF! | #REF!
2018-02-16 15:00 | 15 | 6 | 86.2943 | 86.2943 | 86.2943 | 86.2943 | 31.222 | 4 | 16:45 | 16 | 45 | #REF! | #REF! | #REF! | #REF! | #REF! | #REF! | #REF! | #REF!
2018-02-16 16:00 | 16 | 6 | 86.3706 | 86.3706 | 86.3706 | 86.3706 | 31.2496 | 4 | 17:00 | 17 | 0 | #REF! | #REF! | #REF! | #REF! | #REF! | #REF! | #REF! | #REF!
2018-02-16 17:00 | 17 | 6 | 86.2882 | 86.2882 | 86.2882 | 86.2882 | 31.2198 | 4 | 17:15 | 17 | 15 | #REF! | #REF! | #REF! | #REF! | #REF! | #REF! | #REF! | #REF!
2018-02-16 18:00 | 18 | 6 | 86.1875 | 86.1875 | 86.1875 | 86.1875 | 31.1833 | 4 | 17:30 | 17 | 30 | #REF! | #REF! | #REF! | #REF! | #REF! | #REF! | #REF! | #REF!
2018-02-16 19:00 | 19 | 6 | 86.099 | 86.099 | 86.099 | 86.099 | 31.1513 | 4 | 17:45 | 17 | 45 | #REF! | #REF! | #REF! | #REF! | #REF! | #REF! | #REF! | #REF!
2018-02-16 20:00 | 20 | 6 | 86.1997 | 86.1997 | 86.1997 | 86.1997 | 31.1877 | 4 | 18:00 | 18 | 0 | #REF! | #REF! | #REF! | #REF! | #REF! | #REF! | #REF! | #REF!
2018-02-16 21:00 | 21 | 6 | 86.3767 | 86.3767 | 86.3767 | 86.3767 | 31.2518 | 4 | 18:15 | 18 | 15 | #REF! | #REF! | #REF! | #REF! | #REF! | #REF! | #REF! | #REF!
2018-02-16 22:00 | 22 | 6 | 86.3691 | 86.3691 | 86.3691 | 86.3691 | 31.249 | 4 | 18:30 | 18 | 30 | #REF! | #REF! | #REF! | #REF! | #REF! | #REF! | #REF! | #REF!
2018-02-16 23:00 | 23 | 6 | 86.4012 | 86.4012 | 86.4012 | 86.4012 | 31.2607 | 4 | 18:45 | 18 | 45 | #REF! | #REF! | #REF! | #REF! | #REF! | #REF! | #REF! | #REF!
2018-02-17 | 0 | 7 | 86.0121 | 86.0121 | 86.0121 | 86.0121 | 31.1199 | 4 | 19:00 | 19 | 0 | #REF! | #REF! | #REF! | #REF! | #REF! | #REF! | #REF! | #REF!
2018-02-17 01:00 | 1 | 7 | 85.919 | 85.919 | 85.919 | 85.919 | 31.0862 | 4 | 19:15 | 19 | 15 | #REF! | #REF! | #REF! | #REF! | #REF! | #REF! | #REF! | #REF!
2018-02-17 02:00 | 2 | 7 | 86.0533 | 86.0533 | 86.0533 | 86.0533 | 31.1348 | 4 | 19:30 | 19 | 30 | #REF! | #REF! | #REF! | #REF! | #REF! | #REF! | #REF! | #REF!
2018-02-17 03:00 | 3 | 7 | 86.1677 | 86.1677 | 86.1677 | 86.1677 | 31.1762 | 4 | 19:45 | 19 | 45 | #REF! | #REF! | #REF! | #REF! | #REF! | #REF! | #REF! | #REF!
2018-02-17 04:00 | 4 | 7 | 86.3081 | 86.3081 | 86.3081 | 86.3081 | 31.227 | 4 | 20:00 | 20 | 0 | #REF! | #REF! | #REF! | #REF! | #REF! | #REF! | #REF! | #REF!
2018-02-17 05:00 | 5 | 7 | 86.2562 | 86.2562 | 86.2562 | 86.2562 | 31.2082 | 4 | 20:15 | 20 | 15 | #REF! | #REF! | #REF! | #REF! | #REF! | #REF! | #REF! | #REF!
2018-02-17 06:00 | 6 | 7 | 86.1234 | 86.1234 | 86.1234 | 86.1234 | 31.1601 | 4 | 20:30 | 20 | 30 | #REF! | #REF! | #REF! | #REF! | #REF! | #REF! | #REF! | #REF!
2018-02-17 07:00 | 7 | 7 | 86.1906 | 86.1906 | 86.1906 | 86.1906 | 31.1845 | 4 | 20:45 | 20 | 45 | #REF! | #REF! | #REF! | #REF! | #REF! | #REF! | #REF! | #REF!
2018-02-17 08:00 | 8 | 7 | 86.36 | 86.36 | 86.36 | 86.36 | 31.2457 | 4 | 21:00 | 21 | 0 | #REF! | #REF! | #REF! | #REF! | #REF! | #REF! | #REF! | #REF!
2018-02-17 09:00 | 9 | 7 | 86.4912 | 86.4912 | 86.4912 | 86.4912 | 31.2932 | 4 | 21:15 | 21 | 15 | #REF! | #REF! | #REF! | #REF! | #REF! | #REF! | #REF! | #REF!
2018-02-17 10:00 | 10 | 7 | 86.1982 | 86.1982 | 86.1982 | 86.1982 | 31.1872 | 4 | 21:30 | 21 | 30 | #REF! | #REF! | #REF! | #REF! | #REF! | #REF! | #REF! | #REF!
2018-02-17 11:00 | 11 | 7 | 86.1707 | 86.1707 | 86.1707 | 86.1707 | 31.1773 | 4 | 21:45 | 21 | 45 | #REF! | #REF! | #REF! | #REF! | #REF! | #REF! | #REF! | #REF!
2018-02-17 12:00 | 12 | 7 | 86.5019 | 86.5019 | 86.5019 | 86.5019 | 31.2971 | 4 | 22:00 | 22 | 0 | #REF! | #REF! | #REF! | #REF! | #REF! | #REF! | #REF! | #REF!
2018-02-17 13:00 | 13 | 7 | 86.6148 | 86.6148 | 86.6148 | 86.6148 | 31.3379 | 4 | 22:15 | 22 | 15 | #REF! | #REF! | #REF! | #REF! | #REF! | #REF! | #REF! | #REF!
2018-02-17 14:00 | 14 | 7 | 86.4439 | 86.4439 | 86.4439 | 86.4439 | 31.2761 | 4 | 22:30 | 22 | 30 | #REF! | #REF! | #REF! | #REF! | #REF! | #REF! | #REF! | #REF!
2018-02-17 15:00 | 15 | 7 | 86.5522 | 86.5522 | 86.5522 | 86.5522 | 31.3153 | 4 | 22:45 | 22 | 45 | #REF! | #REF! | #REF! | #REF! | #REF! | #REF! | #REF! | #REF!
2018-02-17 16:00 | 16 | 7 | 86.5644 | 86.5644 | 86.5644 | 86.5644 | 31.3197 | 4 | 23:00 | 23 | 0 | #REF! | #REF! | #REF! | #REF! | #REF! | #REF! | #REF! | #REF!
2018-02-17 17:00 | 17 | 7 | 86.7445 | 86.7445 | 86.7445 | 86.7445 | 31.3849 | 4 | 23:15 | 23 | 15 | #REF! | #REF! | #REF! | #REF! | #REF! | #REF! | #REF! | #REF!
2018-02-17 18:00 | 18 | 7 | 86.4668 | 86.4668 | 86.4668 | 86.4668 | 31.2844 | 4 | 23:30 | 23 | 30 | #REF! | #REF! | #REF! | #REF! | #REF! | #REF! | #REF! | #REF!
2018-02-17 19:00 | 19 | 7 | 86.3661 | 86.3661 | 86.3661 | 86.3661 | 31.248 | 4 | 23:45 | 23 | 45 | #REF! | #REF! | #REF! | #REF! | #REF! | #REF! | #REF! | #REF!
2018-02-17 20:00 | 20 | 7 | 86.1173 | 86.1173 | 86.1173 | 86.1173 | 31.1579
2018-02-17 21:00 | 21 | 7 | 86.1555 | 86.1555 | 86.1555 | 86.1555 | 31.1718
2018-02-17 22:00 | 22 | 7 | 86.2211 | 86.2211 | 86.2211 | 86.2211 | 31.1955 |  | Thursday | Hour | Minute | Circuit 1 Avg Power (kW) | Circuit 1 Avg Energy (kWh) | Circuit 2 Avg Power (kW) | Circuit 2 Avg Energy (kWh) | Circuit 3 Avg Power (kW) | Circuit 3 Avg Energy (kWh) | Circuit 4 Avg Power (kW) | Circuit 4 Avg Energy (kWh)
2018-02-17 23:00 | 23 | 7 | 86.2226 | 86.2226 | 86.2226 | 86.2226 | 31.196 | 5 | 0:00 | 0 | 0 | #REF! | #REF! | #REF! | #REF! | #REF! | #REF! | #REF! | #REF!
2018-02-18 | 0 | 1 | 86.2364 | 86.2364 | 86.2364 | 86.2364 | 31.201 | 5 | 0:15 | 0 | 15 | #REF! | #REF! | #REF! | #REF! | #REF! | #REF! | #REF! | #REF!
2018-02-18 01:00 | 1 | 1 | 86.3188 | 86.3188 | 86.3188 | 86.3188 | 31.2308 | 5 | 0:30 | 0 | 30 | #REF! | #REF! | #REF! | #REF! | #REF! | #REF! | #REF! | #REF!
2018-02-18 02:00 | 2 | 1 | 86.2119 | 86.2119 | 86.2119 | 86.2119 | 31.1922 | 5 | 0:45 | 0 | 45 | #REF! | #REF! | #REF! | #REF! | #REF! | #REF! | #REF! | #REF!
2018-02-18 03:00 | 3 | 1 | 86.1845 | 86.1845 | 86.1845 | 86.1845 | 31.1822 | 5 | 1:00 | 1 | 0 | #REF! | #REF! | #REF! | #REF! | #REF! | #REF! | #REF! | #REF!
2018-02-18 04:00 | 4 | 1 | 86.2455 | 86.2455 | 86.2455 | 86.2455 | 31.2043 | 5 | 1:15 | 1 | 15 | #REF! | #REF! | #REF! | #REF! | #REF! | #REF! | #REF! | #REF!
2018-02-18 05:00 | 5 | 1 | 86.2333 | 86.2333 | 86.2333 | 86.2333 | 31.1999 | 5 | 1:30 | 1 | 30 | #REF! | #REF! | #REF! | #REF! | #REF! | #REF! | #REF! | #REF!
2018-02-18 06:00 | 6 | 1 | 86.2776 | 86.2776 | 86.2776 | 86.2776 | 31.2159 | 5 | 1:45 | 1 | 45 | #REF! | #REF! | #REF! | #REF! | #REF! | #REF! | #REF! | #REF!
2018-02-18 07:00 | 7 | 1 | 86.2867 | 86.2867 | 86.2867 | 86.2867 | 31.2192 | 5 | 2:00 | 2 | 0 | #REF! | #REF! | #REF! | #REF! | #REF! | #REF! | #REF! | #REF!
2018-02-18 08:00 | 8 | 1 | 86.2989 | 86.2989 | 86.2989 | 86.2989 | 31.2236 | 5 | 2:15 | 2 | 15 | #REF! | #REF! | #REF! | #REF! | #REF! | #REF! | #REF! | #REF!
2018-02-18 09:00 | 9 | 1 | 86.2867 | 86.2867 | 86.2867 | 86.2867 | 31.2192 | 5 | 2:30 | 2 | 30 | #REF! | #REF! | #REF! | #REF! | #REF! | #REF! | #REF! | #REF!
2018-02-18 10:00 | 10 | 1 | 86.2882 | 86.2882 | 86.2882 | 86.2882 | 31.2198 | 5 | 2:45 | 2 | 45 | #REF! | #REF! | #REF! | #REF! | #REF! | #REF! | #REF! | #REF!
2018-02-18 11:00 | 11 | 1 | 86.1845 | 86.1845 | 86.1845 | 86.1845 | 31.1822 | 5 | 3:00 | 3 | 0 | #REF! | #REF! | #REF! | #REF! | #REF! | #REF! | #REF! | #REF!
2018-02-18 12:00 | 12 | 1 | 86.1418 | 86.1418 | 86.1418 | 86.1418 | 31.1668 | 5 | 3:15 | 3 | 15 | #REF! | #REF! | #REF! | #REF! | #REF! | #REF! | #REF! | #REF!
2018-02-18 13:00 | 13 | 1 | 86.1479 | 86.1479 | 86.1479 | 86.1479 | 31.169 | 5 | 3:30 | 3 | 30 | #REF! | #REF! | #REF! | #REF! | #REF! | #REF! | #REF! | #REF!
2018-02-18 14:00 | 14 | 1 | 86.1112 | 86.1112 | 86.1112 | 86.1112 | 31.1557 | 5 | 3:45 | 3 | 45 | #REF! | #REF! | #REF! | #REF! | #REF! | #REF! | #REF! | #REF!
2018-02-18 15:00 | 15 | 1 | 86.2455 | 86.2455 | 86.2455 | 86.2455 | 31.2043 | 5 | 4:00 | 4 | 0 | #REF! | #REF! | #REF! | #REF! | #REF! | #REF! | #REF! | #REF!
2018-02-18 16:00 | 16 | 1 | 86.3447 | 86.3447 | 86.3447 | 86.3447 | 31.2402 | 5 | 4:15 | 4 | 15 | #REF! | #REF! | #REF! | #REF! | #REF! | #REF! | #REF! | #REF!
2018-02-18 17:00 | 17 | 1 | 86.4805 | 86.4805 | 86.4805 | 86.4805 | 31.2893 | 5 | 4:30 | 4 | 30 | #REF! | #REF! | #REF! | #REF! | #REF! | #REF! | #REF! | #REF!
2018-02-18 18:00 | 18 | 1 | 86.4332 | 86.4332 | 86.4332 | 86.4332 | 31.2722 | 5 | 4:45 | 4 | 45 | #REF! | #REF! | #REF! | #REF! | #REF! | #REF! | #REF! | #REF!
2018-02-18 19:00 | 19 | 1 | 85.6794 | 85.6794 | 85.6794 | 85.6794 | 30.9995 | 5 | 5:00 | 5 | 0 | #REF! | #REF! | #REF! | #REF! | #REF! | #REF! | #REF! | #REF!
2018-02-18 20:00 | 20 | 1 | 86.3294 | 86.3294 | 86.3294 | 86.3294 | 31.2347 | 5 | 5:15 | 5 | 15 | #REF! | #REF! | #REF! | #REF! | #REF! | #REF! | #REF! | #REF!
2018-02-18 21:00 | 21 | 1 | 86.3569 | 86.3569 | 86.3569 | 86.3569 | 31.2446 | 5 | 5:30 | 5 | 30 | #REF! | #REF! | #REF! | #REF! | #REF! | #REF! | #REF! | #REF!
2018-02-18 22:00 | 22 | 1 | 86.4881 | 86.4881 | 86.4881 | 86.4881 | 31.2921 | 5 | 5:45 | 5 | 45 | #REF! | #REF! | #REF! | #REF! | #REF! | #REF! | #REF! | #REF!
2018-02-18 23:00 | 23 | 1 | 86.4332 | 86.4332 | 86.4332 | 86.4332 | 31.2722 | 5 | 6:00 | 6 | 0 | #REF! | #REF! | #REF! | #REF! | #REF! | #REF! | #REF! | #REF!
2018-02-19 | 0 | 2 | 86.4088 | 86.4088 | 86.4088 | 86.4088 | 31.2634 | 5 | 6:15 | 6 | 15 | #REF! | #REF! | #REF! | #REF! | #REF! | #REF! | #REF! | #REF!
2018-02-19 01:00 | 1 | 2 | 86.0426 | 86.0426 | 86.0426 | 86.0426 | 31.1309 | 5 | 6:30 | 6 | 30 | #REF! | #REF! | #REF! | #REF! | #REF! | #REF! | #REF! | #REF!
2018-02-19 02:00 | 2 | 2 | 86.392 | 86.392 | 86.392 | 86.392 | 31.2573 | 5 | 6:45 | 6 | 45 | #REF! | #REF! | #REF! | #REF! | #REF! | #REF! | #REF! | #REF!
2018-02-19 03:00 | 3 | 2 | 86.2776 | 86.2776 | 86.2776 | 86.2776 | 31.2159 | 5 | 7:00 | 7 | 0 | #REF! | #REF! | #REF! | #REF! | #REF! | #REF! | #REF! | #REF!
2018-02-19 04:00 | 4 | 2 | 86.5034 | 86.5034 | 86.5034 | 86.5034 | 31.2976 | 5 | 7:15 | 7 | 15 | #REF! | #REF! | #REF! | #REF! | #REF! | #REF! | #REF! | #REF!
2018-02-19 05:00 | 5 | 2 | 86.3661 | 86.3661 | 86.3661 | 86.3661 | 31.248 | 5 | 7:30 | 7 | 30 | #REF! | #REF! | #REF! | #REF! | #REF! | #REF! | #REF! | #REF!
2018-02-19 06:00 | 6 | 2 | 86.2898 | 86.2898 | 86.2898 | 86.2898 | 31.2203 | 5 | 7:45 | 7 | 45 | #REF! | #REF! | #REF! | #REF! | #REF! | #REF! | #REF! | #REF!
2018-02-19 07:00 | 7 | 2 | 86.2043 | 86.2043 | 86.2043 | 86.2043 | 31.1894 | 5 | 8:00 | 8 | 0 | #REF! | #REF! | #REF! | #REF! | #REF! | #REF! | #REF! | #REF!
2018-02-19 08:00 | 8 | 2 | 86.3355 | 86.3355 | 86.3355 | 86.3355 | 31.2369 | 5 | 8:15 | 8 | 15 | #REF! | #REF! | #REF! | #REF! | #REF! | #REF! | #REF! | #REF!
2018-02-19 09:00 | 9 | 2 | 86.3798 | 86.3798 | 86.3798 | 86.3798 | 31.2529 | 5 | 8:30 | 8 | 30 | #REF! | #REF! | #REF! | #REF! | #REF! | #REF! | #REF! | #REF!
2018-02-19 10:00 | 10 | 2 | 86.2272 | 86.2272 | 86.2272 | 86.2272 | 31.1977 | 5 | 8:45 | 8 | 45 | #REF! | #REF! | #REF! | #REF! | #REF! | #REF! | #REF! | #REF!
2018-02-19 11:00 | 11 | 2 | 86.2119 | 86.2119 | 86.2119 | 86.2119 | 31.1922 | 5 | 9:00 | 9 | 0 | #REF! | #REF! | #REF! | #REF! | #REF! | #REF! | #REF! | #REF!
2018-02-19 12:00 | 12 | 2 | 86.389 | 86.389 | 86.389 | 86.389 | 31.2562 | 5 | 9:15 | 9 | 15 | #REF! | #REF! | #REF! | #REF! | #REF! | #REF! | #REF! | #REF!
2018-02-19 13:00 | 13 | 2 | 86.4027 | 86.4027 | 86.4027 | 86.4027 | 31.2612 | 5 | 9:30 | 9 | 30 | #REF! | #REF! | #REF! | #REF! | #REF! | #REF! | #REF! | #REF!
2018-02-19 14:00 | 14 | 2 | 86.3783 | 86.3783 | 86.3783 | 86.3783 | 31.2524 | 5 | 9:45 | 9 | 45 | #REF! | #REF! | #REF! | #REF! | #REF! | #REF! | #REF! | #REF!
2018-02-19 15:00 | 15 | 2 | 86.3355 | 86.3355 | 86.3355 | 86.3355 | 31.2369 | 5 | 10:00 | 10 | 0 | #REF! | #REF! | #REF! | #REF! | #REF! | #REF! | #REF! | #REF!
2018-02-19 16:00 | 16 | 2 | 86.3493 | 86.3493 | 86.3493 | 86.3493 | 31.2419 | 5 | 10:15 | 10 | 15 | #REF! | #REF! | #REF! | #REF! | #REF! | #REF! | #REF! | #REF!
2018-02-19 17:00 | 17 | 2 | 86.244 | 86.244 | 86.244 | 86.244 | 31.2038 | 5 | 10:30 | 10 | 30 | #REF! | #REF! | #REF! | #REF! | #REF! | #REF! | #REF! | #REF!
2018-02-19 18:00 | 18 | 2 | 86.3142 | 86.3142 | 86.3142 | 86.3142 | 31.2292 | 5 | 10:45 | 10 | 45 | #REF! | #REF! | #REF! | #REF! | #REF! | #REF! | #REF! | #REF!
2018-02-19 19:00 | 19 | 2 | 86.2089 | 86.2089 | 86.2089 | 86.2089 | 31.1911 | 5 | 11:00 | 11 | 0 | #REF! | #REF! | #REF! | #REF! | #REF! | #REF! | #REF! | #REF!
2018-02-19 20:00 | 20 | 2 | 86.2181 | 86.2181 | 86.2181 | 86.2181 | 31.1944 | 5 | 11:15 | 11 | 15 | #REF! | #REF! | #REF! | #REF! | #REF! | #REF! | #REF! | #REF!
2018-02-19 21:00 | 21 | 2 | 86.1494 | 86.1494 | 86.1494 | 86.1494 | 31.1696 | 5 | 11:30 | 11 | 30 | #REF! | #REF! | #REF! | #REF! | #REF! | #REF! | #REF! | #REF!
2018-02-19 22:00 | 22 | 2 | 86.2593 | 86.2593 | 86.2593 | 86.2593 | 31.2093 | 5 | 11:45 | 11 | 45 | #REF! | #REF! | #REF! | #REF! | #REF! | #REF! | #REF! | #REF!
2018-02-19 23:00 | 23 | 2 | 86.4424 | 86.4424 | 86.4424 | 86.4424 | 31.2756 | 5 | 12:00 | 12 | 0 | #REF! | #REF! | #REF! | #REF! | #REF! | #REF! | #REF! | #REF!
2018-02-20 | 0 | 3 | 86.4637 | 86.4637 | 86.4637 | 86.4637 | 31.2833 | 5 | 12:15 | 12 | 15 | #REF! | #REF! | #REF! | #REF! | #REF! | #REF! | #REF! | #REF!
2018-02-20 01:00 | 1 | 3 | 86.5629 | 86.5629 | 86.5629 | 86.5629 | 31.3192 | 5 | 12:30 | 12 | 30 | #REF! | #REF! | #REF! | #REF! | #REF! | #REF! | #REF! | #REF!
2018-02-20 02:00 | 2 | 3 | 86.3706 | 86.3706 | 86.3706 | 86.3706 | 31.2496 | 5 | 12:45 | 12 | 45 | #REF! | #REF! | #REF! | #REF! | #REF! | #REF! | #REF! | #REF!
2018-02-20 03:00 | 3 | 3 | 86.3523 | 86.3523 | 86.3523 | 86.3523 | 31.243 | 5 | 13:00 | 13 | 0 | #REF! | #REF! | #REF! | #REF! | #REF! | #REF! | #REF! | #REF!
2018-02-20 04:00 | 4 | 3 | 86.3676 | 86.3676 | 86.3676 | 86.3676 | 31.2485 | 5 | 13:15 | 13 | 15 | #REF! | #REF! | #REF! | #REF! | #REF! | #REF! | #REF! | #REF!
2018-02-20 05:00 | 5 | 3 | 86.4027 | 86.4027 | 86.4027 | 86.4027 | 31.2612 | 5 | 13:30 | 13 | 30 | #REF! | #REF! | #REF! | #REF! | #REF! | #REF! | #REF! | #REF!
2018-02-20 06:00 | 6 | 3 | 86.4652 | 86.4652 | 86.4652 | 86.4652 | 31.2838 | 5 | 13:45 | 13 | 45 | #REF! | #REF! | #REF! | #REF! | #REF! | #REF! | #REF! | #REF!
2018-02-20 07:00 | 7 | 3 | 86.4012 | 86.4012 | 86.4012 | 86.4012 | 31.2607 | 5 | 14:00 | 14 | 0 | #REF! | #REF! | #REF! | #REF! | #REF! | #REF! | #REF! | #REF!
2018-02-20 08:00 | 8 | 3 | 86.4515 | 86.4515 | 86.4515 | 86.4515 | 31.2789 | 5 | 14:15 | 14 | 15 | #REF! | #REF! | #REF! | #REF! | #REF! | #REF! | #REF! | #REF!
2018-02-20 09:00 | 9 | 3 | 86.2028 | 86.2028 | 86.2028 | 86.2028 | 31.1889 | 5 | 14:30 | 14 | 30 | #REF! | #REF! | #REF! | #REF! | #REF! | #REF! | #REF! | #REF!
2018-02-20 10:00 | 10 | 3 | 86.2715 | 86.2715 | 86.2715 | 86.2715 | 31.2137 | 5 | 14:45 | 14 | 45 | #REF! | #REF! | #REF! | #REF! | #REF! | #REF! | #REF! | #REF!
2018-02-20 11:00 | 11 | 3 | 86.7567 | 86.7567 | 86.7567 | 86.7567 | 31.3893 | 5 | 15:00 | 15 | 0 | #REF! | #REF! | #REF! | #REF! | #REF! | #REF! | #REF! | #REF!
2018-02-20 12:00 | 12 | 3 | 86.6194 | 86.6194 | 86.6194 | 86.6194 | 31.3396 | 5 | 15:15 | 15 | 15 | #REF! | #REF! | #REF! | #REF! | #REF! | #REF! | #REF! | #REF!
2018-02-20 13:00 | 13 | 3 | 86.6377 | 86.6377 | 86.6377 | 86.6377 | 31.3462 | 5 | 15:30 | 15 | 30 | #REF! | #REF! | #REF! | #REF! | #REF! | #REF! | #REF! | #REF!
2018-02-20 14:00 | 14 | 3 | 86.8757 | 86.8757 | 86.8757 | 86.8757 | 31.4323 | 5 | 15:45 | 15 | 45 | #REF! | #REF! | #REF! | #REF! | #REF! | #REF! | #REF! | #REF!
2018-02-20 15:00 | 15 | 3 | 86.7994 | 86.7994 | 86.7994 | 86.7994 | 31.4047 | 5 | 16:00 | 16 | 0 | #REF! | #REF! | #REF! | #REF! | #REF! | #REF! | #REF! | #REF!
2018-02-20 16:00 | 16 | 3 | 86.7674 | 86.7674 | 86.7674 | 86.7674 | 31.3931 | 5 | 16:15 | 16 | 15 | #REF! | #REF! | #REF! | #REF! | #REF! | #REF! | #REF! | #REF!
2018-02-20 17:00 | 17 | 3 | 86.7384 | 86.7384 | 86.7384 | 86.7384 | 31.3827 | 5 | 16:30 | 16 | 30 | #REF! | #REF! | #REF! | #REF! | #REF! | #REF! | #REF! | #REF!
2018-02-20 18:00 | 18 | 3 | 86.7124 | 86.7124 | 86.7124 | 86.7124 | 31.3732 | 5 | 16:45 | 16 | 45 | #REF! | #REF! | #REF! | #REF! | #REF! | #REF! | #REF! | #REF!
2018-02-20 19:00 | 19 | 3 | 86.8376 | 86.8376 | 86.8376 | 86.8376 | 31.4185 | 5 | 17:00 | 17 | 0 | #REF! | #REF! | #REF! | #REF! | #REF! | #REF! | #REF! | #REF!
2018-02-20 20:00 | 20 | 3 | 86.627 | 86.627 | 86.627 | 86.627 | 31.3423 | 5 | 17:15 | 17 | 15 | #REF! | #REF! | #REF! | #REF! | #REF! | #REF! | #REF! | #REF!
2018-02-20 21:00 | 21 | 3 | 86.6239 | 86.6239 | 86.6239 | 86.6239 | 31.3412 | 5 | 17:30 | 17 | 30 | #REF! | #REF! | #REF! | #REF! | #REF! | #REF! | #REF! | #REF!
2018-02-20 22:00 | 22 | 3 | 86.714 | 86.714 | 86.714 | 86.714 | 31.3738 | 5 | 17:45 | 17 | 45 | #REF! | #REF! | #REF! | #REF! | #REF! | #REF! | #REF! | #REF!
2018-02-20 23:00 | 23 | 3 | 86.8971 | 86.8971 | 86.8971 | 86.8971 | 31.4401 | 5 | 18:00 | 18 | 0 | #REF! | #REF! | #REF! | #REF! | #REF! | #REF! | #REF! | #REF!
2018-02-21 | 0 | 4 | 0 | 0 | 0 | 0 | 0 | 5 | 18:15 | 18 | 15 | #REF! | #REF! | #REF! | #REF! | #REF! | #REF! | #REF! | #REF!
2018-02-21 01:00 | 1 | 4 | 0 | 0 | 0 | 0 | 0 | 5 | 18:30 | 18 | 30 | #REF! | #REF! | #REF! | #REF! | #REF! | #REF! | #REF! | #REF!
2018-02-21 02:00 | 2 | 4 | 0 | 0 | 0 | 0 | 0 | 5 | 18:45 | 18 | 45 | #REF! | #REF! | #REF! | #REF! | #REF! | #REF! | #REF! | #REF!
2018-02-21 03:00 | 3 | 4 | 0 | 0 | 0 | 0 | 0 | 5 | 19:00 | 19 | 0 | #REF! | #REF! | #REF! | #REF! | #REF! | #REF! | #REF! | #REF!
2018-02-21 04:00 | 4 | 4 | 0 | 0 | 0 | 0 | 0 | 5 | 19:15 | 19 | 15 | #REF! | #REF! | #REF! | #REF! | #REF! | #REF! | #REF! | #REF!
2018-02-21 05:00 | 5 | 4 | 0 | 0 | 0 | 0 | 0 | 5 | 19:30 | 19 | 30 | #REF! | #REF! | #REF! | #REF! | #REF! | #REF! | #REF! | #REF!
2018-02-21 06:00 | 6 | 4 | 0 | 0 | 0 | 0 | 0 | 5 | 19:45 | 19 | 45 | #REF! | #REF! | #REF! | #REF! | #REF! | #REF! | #REF! | #REF!
2018-02-21 07:00 | 7 | 4 | 0 | 0 | 0 | 0 | 0 | 5 | 20:00 | 20 | 0 | #REF! | #REF! | #REF! | #REF! | #REF! | #REF! | #REF! | #REF!
2018-02-21 08:00 | 8 | 4 | 0 | 0 | 0 | 0 | 0 | 5 | 20:15 | 20 | 15 | #REF! | #REF! | #REF! | #REF! | #REF! | #REF! | #REF! | #REF!
2018-02-21 09:00 | 9 | 4 | 0 | 0 | 0 | 0 | 0 | 5 | 20:30 | 20 | 30 | #REF! | #REF! | #REF! | #REF! | #REF! | #REF! | #REF! | #REF!
2018-02-21 10:00 | 10 | 4 | 0 | 0 | 0 | 0 | 0 | 5 | 20:45 | 20 | 45 | #REF! | #REF! | #REF! | #REF! | #REF! | #REF! | #REF! | #REF!
2018-02-21 11:00 | 11 | 4 | 0 | 0 | 0 | 0 | 0 | 5 | 21:00 | 21 | 0 | #REF! | #REF! | #REF! | #REF! | #REF! | #REF! | #REF! | #REF!
2018-02-21 12:00 | 12 | 4 | 0 | 0 | 0 | 0 | 0 | 5 | 21:15 | 21 | 15 | #REF! | #REF! | #REF! | #REF! | #REF! | #REF! | #REF! | #REF!
2018-02-21 13:00 | 13 | 4 | 0 | 0 | 0 | 0 | 0 | 5 | 21:30 | 21 | 30 | #REF! | #REF! | #REF! | #REF! | #REF! | #REF! | #REF! | #REF!
2018-02-21 14:00 | 14 | 4 | 0 | 0 | 0 | 0 | 0 | 5 | 21:45 | 21 | 45 | #REF! | #REF! | #REF! | #REF! | #REF! | #REF! | #REF! | #REF!
2018-02-21 15:00 | 15 | 4 | 0 | 0 | 0 | 0 | 0 | 5 | 22:00 | 22 | 0 | #REF! | #REF! | #REF! | #REF! | #REF! | #REF! | #REF! | #REF!
2018-02-21 16:00 | 16 | 4 | 0 | 0 | 0 | 0 | 0 | 5 | 22:15 | 22 | 15 | #REF! | #REF! | #REF! | #REF! | #REF! | #REF! | #REF! | #REF!
2018-02-21 17:00 | 17 | 4 | 0 | 0 | 0 | 0 | 0 | 5 | 22:30 | 22 | 30 | #REF! | #REF! | #REF! | #REF! | #REF! | #REF! | #REF! | #REF!
2018-02-21 18:00 | 18 | 4 | 0 | 0 | 0 | 0 | 0 | 5 | 22:45 | 22 | 45 | #REF! | #REF! | #REF! | #REF! | #REF! | #REF! | #REF! | #REF!
2018-02-21 19:00 | 19 | 4 | 0 | 0 | 0 | 0 | 0 | 5 | 23:00 | 23 | 0 | #REF! | #REF! | #REF! | #REF! | #REF! | #REF! | #REF! | #REF!
2018-02-21 20:00 | 20 | 4 | 0 | 0 | 0 | 0 | 0 | 5 | 23:15 | 23 | 15 | #REF! | #REF! | #REF! | #REF! | #REF! | #REF! | #REF! | #REF!
2018-02-21 21:00 | 21 | 4 | 0 | 0 | 0 | 0 | 0 | 5 | 23:30 | 23 | 30 | #REF! | #REF! | #REF! | #REF! | #REF! | #REF! | #REF! | #REF!
2018-02-21 22:00 | 22 | 4 | 0 | 0 | 0 | 0 | 0 | 5 | 23:45 | 23 | 45 | #REF! | #REF! | #REF! | #REF! | #REF! | #REF! | #REF! | #REF!
2018-02-21 23:00 | 23 | 4 | 0 | 0 | 0 | 0 | 0
2018-02-22 | 0 | 5 | 86.5492 | 86.5492 | 86.5492 | 86.5492 | 31.3142
2018-02-22 01:00 | 1 | 5 | 86.7201 | 86.7201 | 86.7201 | 86.7201 | 31.376 |  | Friday | Hour | Minute | Circuit 1 Avg Power (kW) | Circuit 1 Avg Energy (kWh) | Circuit 2 Avg Power (kW) | Circuit 2 Avg Energy (kWh) | Circuit 3 Avg Power (kW) | Circuit 3 Avg Energy (kWh) | Circuit 4 Avg Power (kW) | Circuit 4 Avg Energy (kWh)
2018-02-22 02:00 | 2 | 5 | 86.5095 | 86.5095 | 86.5095 | 86.5095 | 31.2998 | 6 | 0:00 | 0 | 0 | #REF! | #REF! | #REF! | #REF! | #REF! | #REF! | #REF! | #REF!
2018-02-22 03:00 | 3 | 5 | 86.4576 | 86.4576 | 86.4576 | 86.4576 | 31.2811 | 6 | 0:15 | 0 | 15 | #REF! | #REF! | #REF! | #REF! | #REF! | #REF! | #REF! | #REF!
2018-02-22 04:00 | 4 | 5 | 86.6316 | 86.6316 | 86.6316 | 86.6316 | 31.344 | 6 | 0:30 | 0 | 30 | #REF! | #REF! | #REF! | #REF! | #REF! | #REF! | #REF! | #REF!
2018-02-22 05:00 | 5 | 5 | 86.569 | 86.569 | 86.569 | 86.569 | 31.3214 | 6 | 0:45 | 0 | 45 | #REF! | #REF! | #REF! | #REF! | #REF! | #REF! | #REF! | #REF!
2018-02-22 06:00 | 6 | 5 | 86.6468 | 86.6468 | 86.6468 | 86.6468 | 31.3495 | 6 | 1:00 | 1 | 0 | #REF! | #REF! | #REF! | #REF! | #REF! | #REF! | #REF! | #REF!
2018-02-22 07:00 | 7 | 5 | 86.6361 | 86.6361 | 86.6361 | 86.6361 | 31.3456 | 6 | 1:15 | 1 | 15 | #REF! | #REF! | #REF! | #REF! | #REF! | #REF! | #REF! | #REF!
2018-02-22 08:00 | 8 | 5 | 86.6819 | 86.6819 | 86.6819 | 86.6819 | 31.3622 | 6 | 1:30 | 1 | 30 | #REF! | #REF! | #REF! | #REF! | #REF! | #REF! | #REF! | #REF!
2018-02-22 09:00 | 9 | 5 | 86.7094 | 86.7094 | 86.7094 | 86.7094 | 31.3722 | 6 | 1:45 | 1 | 45 | #REF! | #REF! | #REF! | #REF! | #REF! | #REF! | #REF! | #REF!
2018-02-22 10:00 | 10 | 5 | 86.7933 | 86.7933 | 86.7933 | 86.7933 | 31.4025 | 6 | 2:00 | 2 | 0 | #REF! | #REF! | #REF! | #REF! | #REF! | #REF! | #REF! | #REF!
2018-02-22 11:00 | 11 | 5 | 86.8009 | 86.8009 | 86.8009 | 86.8009 | 31.4053 | 6 | 2:15 | 2 | 15 | #REF! | #REF! | #REF! | #REF! | #REF! | #REF! | #REF! | #REF!
2018-02-22 12:00 | 12 | 5 | 86.6728 | 86.6728 | 86.6728 | 86.6728 | 31.3589 | 6 | 2:30 | 2 | 30 | #REF! | #REF! | #REF! | #REF! | #REF! | #REF! | #REF! | #REF!
2018-02-22 13:00 | 13 | 5 | 86.6316 | 86.6316 | 86.6316 | 86.6316 | 31.344 | 6 | 2:45 | 2 | 45 | #REF! | #REF! | #REF! | #REF! | #REF! | #REF! | #REF! | #REF!
2018-02-22 14:00 | 14 | 5 | 86.6316 | 86.6316 | 86.6316 | 86.6316 | 31.344 | 6 | 3:00 | 3 | 0 | #REF! | #REF! | #REF! | #REF! | #REF! | #REF! | #REF! | #REF!
2018-02-22 15:00 | 15 | 5 | 86.6636 | 86.6636 | 86.6636 | 86.6636 | 31.3556 | 6 | 3:15 | 3 | 15 | #REF! | #REF! | #REF! | #REF! | #REF! | #REF! | #REF! | #REF!
2018-02-22 16:00 | 16 | 5 | 86.5568 | 86.5568 | 86.5568 | 86.5568 | 31.317 | 6 | 3:30 | 3 | 30 | #REF! | #REF! | #REF! | #REF! | #REF! | #REF! | #REF! | #REF!
2018-02-22 17:00 | 17 | 5 | 86.6865 | 86.6865 | 86.6865 | 86.6865 | 31.3639 | 6 | 3:45 | 3 | 45 | #REF! | #REF! | #REF! | #REF! | #REF! | #REF! | #REF! | #REF!
2018-02-22 18:00 | 18 | 5 | 86.7262 | 86.7262 | 86.7262 | 86.7262 | 31.3782 | 6 | 4:00 | 4 | 0 | #REF! | #REF! | #REF! | #REF! | #REF! | #REF! | #REF! | #REF!
2018-02-22 19:00 | 19 | 5 | 86.5187 | 86.5187 | 86.5187 | 86.5187 | 31.3032 | 6 | 4:15 | 4 | 15 | #REF! | #REF! | #REF! | #REF! | #REF! | #REF! | #REF! | #REF!
2018-02-22 20:00 | 20 | 5 | 86.5766 | 86.5766 | 86.5766 | 86.5766 | 31.3241 | 6 | 4:30 | 4 | 30 | #REF! | #REF! | #REF! | #REF! | #REF! | #REF! | #REF! | #REF!
2018-02-22 21:00 | 21 | 5 | 86.6194 | 86.6194 | 86.6194 | 86.6194 | 31.3396 | 6 | 4:45 | 4 | 45 | #REF! | #REF! | #REF! | #REF! | #REF! | #REF! | #REF! | #REF!
2018-02-22 22:00 | 22 | 5 | 86.6743 | 86.6743 | 86.6743 | 86.6743 | 31.3595 | 6 | 5:00 | 5 | 0 | #REF! | #REF! | #REF! | #REF! | #REF! | #REF! | #REF! | #REF!
2018-02-22 23:00 | 23 | 5 | 86.5644 | 86.5644 | 86.5644 | 86.5644 | 31.3197 | 6 | 5:15 | 5 | 15 | #REF! | #REF! | #REF! | #REF! | #REF! | #REF! | #REF! | #REF!
2018-02-23 | 0 | 6 | 86.2226 | 86.2226 | 86.2226 | 86.2226 | 31.196 | 6 | 5:30 | 5 | 30 | #REF! | #REF! | #REF! | #REF! | #REF! | #REF! | #REF! | #REF!
2018-02-23 01:00 | 1 | 6 | 86.1128 | 86.1128 | 86.1128 | 86.1128 | 31.1563 | 6 | 5:45 | 5 | 45 | #REF! | #REF! | #REF! | #REF! | #REF! | #REF! | #REF! | #REF!
2018-02-23 02:00 | 2 | 6 | 86.2791 | 86.2791 | 86.2791 | 86.2791 | 31.2165 | 6 | 6:00 | 6 | 0 | #REF! | #REF! | #REF! | #REF! | #REF! | #REF! | #REF! | #REF!
2018-02-23 03:00 | 3 | 6 | 86.0014 | 86.0014 | 86.0014 | 86.0014 | 31.116 | 6 | 6:15 | 6 | 15 | #REF! | #REF! | #REF! | #REF! | #REF! | #REF! | #REF! | #REF!
2018-02-23 04:00 | 4 | 6 | 86.0533 | 86.0533 | 86.0533 | 86.0533 | 31.1348 | 6 | 6:30 | 6 | 30 | #REF! | #REF! | #REF! | #REF! | #REF! | #REF! | #REF! | #REF!
2018-02-23 05:00 | 5 | 6 | 86.2257 | 86.2257 | 86.2257 | 86.2257 | 31.1972 | 6 | 6:45 | 6 | 45 | #REF! | #REF! | #REF! | #REF! | #REF! | #REF! | #REF! | #REF!
2018-02-23 06:00 | 6 | 6 | 86.4332 | 86.4332 | 86.4332 | 86.4332 | 31.2722 | 6 | 7:00 | 7 | 0 | #REF! | #REF! | #REF! | #REF! | #REF! | #REF! | #REF! | #REF!
2018-02-23 07:00 | 7 | 6 | 86.5873 | 86.5873 | 86.5873 | 86.5873 | 31.328 | 6 | 7:15 | 7 | 15 | #REF! | #REF! | #REF! | #REF! | #REF! | #REF! | #REF! | #REF!
2018-02-23 08:00 | 8 | 6 | 86.3691 | 86.3691 | 86.3691 | 86.3691 | 31.249 | 6 | 7:30 | 7 | 30 | #REF! | #REF! | #REF! | #REF! | #REF! | #REF! | #REF! | #REF!
2018-02-23 09:00 | 9 | 6 | 86.334 | 86.334 | 86.334 | 86.334 | 31.2363 | 6 | 7:45 | 7 | 45 | #REF! | #REF! | #REF! | #REF! | #REF! | #REF! | #REF! | #REF!
2018-02-23 10:00 | 10 | 6 | 86.5126 | 86.5126 | 86.5126 | 86.5126 | 31.301 | 6 | 8:00 | 8 | 0 | #REF! | #REF! | #REF! | #REF! | #REF! | #REF! | #REF! | #REF!
2018-02-23 11:00 | 11 | 6 | 86.5003 | 86.5003 | 86.5003 | 86.5003 | 31.2965 | 6 | 8:15 | 8 | 15 | #REF! | #REF! | #REF! | #REF! | #REF! | #REF! | #REF! | #REF!
2018-02-23 12:00 | 12 | 6 | 86.7002 | 86.7002 | 86.7002 | 86.7002 | 31.3688 | 6 | 8:30 | 8 | 30 | #REF! | #REF! | #REF! | #REF! | #REF! | #REF! | #REF! | #REF!
2018-02-23 13:00 | 13 | 6 | 86.363 | 86.363 | 86.363 | 86.363 | 31.2468 | 6 | 8:45 | 8 | 45 | #REF! | #REF! | #REF! | #REF! | #REF! | #REF! | #REF! | #REF!
2018-02-23 14:00 | 14 | 6 | 86.4408 | 86.4408 | 86.4408 | 86.4408 | 31.275 | 6 | 9:00 | 9 | 0 | #REF! | #REF! | #REF! | #REF! | #REF! | #REF! | #REF! | #REF!
2018-02-23 15:00 | 15 | 6 | 86.2943 | 86.2943 | 86.2943 | 86.2943 | 31.222 | 6 | 9:15 | 9 | 15 | #REF! | #REF! | #REF! | #REF! | #REF! | #REF! | #REF! | #REF!
2018-02-23 16:00 | 16 | 6 | 86.3706 | 86.3706 | 86.3706 | 86.3706 | 31.2496 | 6 | 9:30 | 9 | 30 | #REF! | #REF! | #REF! | #REF! | #REF! | #REF! | #REF! | #REF!
2018-02-23 17:00 | 17 | 6 | 86.2882 | 86.2882 | 86.2882 | 86.2882 | 31.2198 | 6 | 9:45 | 9 | 45 | #REF! | #REF! | #REF! | #REF! | #REF! | #REF! | #REF! | #REF!
2018-02-23 18:00 | 18 | 6 | 86.1875 | 86.1875 | 86.1875 | 86.1875 | 31.1833 | 6 | 10:00 | 10 | 0 | #REF! | #REF! | #REF! | #REF! | #REF! | #REF! | #REF! | #REF!
2018-02-23 19:00 | 19 | 6 | 86.099 | 86.099 | 86.099 | 86.099 | 31.1513 | 6 | 10:15 | 10 | 15 | #REF! | #REF! | #REF! | #REF! | #REF! | #REF! | #REF! | #REF!
2018-02-23 20:00 | 20 | 6 | 86.1997 | 86.1997 | 86.1997 | 86.1997 | 31.1877 | 6 | 10:30 | 10 | 30 | #REF! | #REF! | #REF! | #REF! | #REF! | #REF! | #REF! | #REF!
2018-02-23 21:00 | 21 | 6 | 86.3767 | 86.3767 | 86.3767 | 86.3767 | 31.2518 | 6 | 10:45 | 10 | 45 | #REF! | #REF! | #REF! | #REF! | #REF! | #REF! | #REF! | #REF!
2018-02-23 22:00 | 22 | 6 | 86.3691 | 86.3691 | 86.3691 | 86.3691 | 31.249 | 6 | 11:00 | 11 | 0 | #REF! | #REF! | #REF! | #REF! | #REF! | #REF! | #REF! | #REF!
2018-02-23 23:00 | 23 | 6 | 86.4012 | 86.4012 | 86.4012 | 86.4012 | 31.2607 | 6 | 11:15 | 11 | 15 | #REF! | #REF! | #REF! | #REF! | #REF! | #REF! | #REF! | #REF!
2018-02-24 | 0 | 7 | 86.0121 | 86.0121 | 86.0121 | 86.0121 | 31.1199 | 6 | 11:30 | 11 | 30 | #REF! | #REF! | #REF! | #REF! | #REF! | #REF! | #REF! | #REF!
2018-02-24 01:00 | 1 | 7 | 85.919 | 85.919 | 85.919 | 85.919 | 31.0862 | 6 | 11:45 | 11 | 45 | #REF! | #REF! | #REF! | #REF! | #REF! | #REF! | #REF! | #REF!
2018-02-24 02:00 | 2 | 7 | 86.0533 | 86.0533 | 86.0533 | 86.0533 | 31.1348 | 6 | 12:00 | 12 | 0 | #REF! | #REF! | #REF! | #REF! | #REF! | #REF! | #REF! | #REF!
2018-02-24 03:00 | 3 | 7 | 86.1677 | 86.1677 | 86.1677 | 86.1677 | 31.1762 | 6 | 12:15 | 12 | 15 | #REF! | #REF! | #REF! | #REF! | #REF! | #REF! | #REF! | #REF!
2018-02-24 04:00 | 4 | 7 | 86.3081 | 86.3081 | 86.3081 | 86.3081 | 31.227 | 6 | 12:30 | 12 | 30 | #REF! | #REF! | #REF! | #REF! | #REF! | #REF! | #REF! | #REF!
2018-02-24 05:00 | 5 | 7 | 86.2562 | 86.2562 | 86.2562 | 86.2562 | 31.2082 | 6 | 12:45 | 12 | 45 | #REF! | #REF! | #REF! | #REF! | #REF! | #REF! | #REF! | #REF!
2018-02-24 06:00 | 6 | 7 | 86.1234 | 86.1234 | 86.1234 | 86.1234 | 31.1601 | 6 | 13:00 | 13 | 0 | #REF! | #REF! | #REF! | #REF! | #REF! | #REF! | #REF! | #REF!
2018-02-24 07:00 | 7 | 7 | 86.1906 | 86.1906 | 86.1906 | 86.1906 | 31.1845 | 6 | 13:15 | 13 | 15 | #REF! | #REF! | #REF! | #REF! | #REF! | #REF! | #REF! | #REF!
2018-02-24 08:00 | 8 | 7 | 86.36 | 86.36 | 86.36 | 86.36 | 31.2457 | 6 | 13:30 | 13 | 30 | #REF! | #REF! | #REF! | #REF! | #REF! | #REF! | #REF! | #REF!
2018-02-24 09:00 | 9 | 7 | 86.4912 | 86.4912 | 86.4912 | 86.4912 | 31.2932 | 6 | 13:45 | 13 | 45 | #REF! | #REF! | #REF! | #REF! | #REF! | #REF! | #REF! | #REF!
2018-02-24 10:00 | 10 | 7 | 86.1982 | 86.1982 | 86.1982 | 86.1982 | 31.1872 | 6 | 14:00 | 14 | 0 | #REF! | #REF! | #REF! | #REF! | #REF! | #REF! | #REF! | #REF!
2018-02-24 11:00 | 11 | 7 | 86.1707 | 86.1707 | 86.1707 | 86.1707 | 31.1773 | 6 | 14:15 | 14 | 15 | #REF! | #REF! | #REF! | #REF! | #REF! | #REF! | #REF! | #REF!
2018-02-24 12:00 | 12 | 7 | 86.5019 | 86.5019 | 86.5019 | 86.5019 | 31.2971 | 6 | 14:30 | 14 | 30 | #REF! | #REF! | #REF! | #REF! | #REF! | #REF! | #REF! | #REF!
2018-02-24 13:00 | 13 | 7 | 86.6148 | 86.6148 | 86.6148 | 86.6148 | 31.3379 | 6 | 14:45 | 14 | 45 | #REF! | #REF! | #REF! | #REF! | #REF! | #REF! | #REF! | #REF!
2018-02-24 14:00 | 14 | 7 | 86.4439 | 86.4439 | 86.4439 | 86.4439 | 31.2761 | 6 | 15:00 | 15 | 0 | #REF! | #REF! | #REF! | #REF! | #REF! | #REF! | #REF! | #REF!
2018-02-24 15:00 | 15 | 7 | 86.5522 | 86.5522 | 86.5522 | 86.5522 | 31.3153 | 6 | 15:15 | 15 | 15 | #REF! | #REF! | #REF! | #REF! | #REF! | #REF! | #REF! | #REF!
2018-02-24 16:00 | 16 | 7 | 86.5644 | 86.5644 | 86.5644 | 86.5644 | 31.3197 | 6 | 15:30 | 15 | 30 | #REF! | #REF! | #REF! | #REF! | #REF! | #REF! | #REF! | #REF!
2018-02-24 17:00 | 17 | 7 | 86.7445 | 86.7445 | 86.7445 | 86.7445 | 31.3849 | 6 | 15:45 | 15 | 45 | #REF! | #REF! | #REF! | #REF! | #REF! | #REF! | #REF! | #REF!
2018-02-24 18:00 | 18 | 7 | 86.4668 | 86.4668 | 86.4668 | 86.4668 | 31.2844 | 6 | 16:00 | 16 | 0 | #REF! | #REF! | #REF! | #REF! | #REF! | #REF! | #REF! | #REF!
2018-02-24 19:00 | 19 | 7 | 86.3661 | 86.3661 | 86.3661 | 86.3661 | 31.248 | 6 | 16:15 | 16 | 15 | #REF! | #REF! | #REF! | #REF! | #REF! | #REF! | #REF! | #REF!
2018-02-24 20:00 | 20 | 7 | 86.1173 | 86.1173 | 86.1173 | 86.1173 | 31.1579 | 6 | 16:30 | 16 | 30 | #REF! | #REF! | #REF! | #REF! | #REF! | #REF! | #REF! | #REF!
2018-02-24 21:00 | 21 | 7 | 86.1555 | 86.1555 | 86.1555 | 86.1555 | 31.1718 | 6 | 16:45 | 16 | 45 | #REF! | #REF! | #REF! | #REF! | #REF! | #REF! | #REF! | #REF!
2018-02-24 22:00 | 22 | 7 | 86.2211 | 86.2211 | 86.2211 | 86.2211 | 31.1955 | 6 | 17:00 | 17 | 0 | #REF! | #REF! | #REF! | #REF! | #REF! | #REF! | #REF! | #REF!
2018-02-24 23:00 | 23 | 7 | 86.2226 | 86.2226 | 86.2226 | 86.2226 | 31.196 | 6 | 17:15 | 17 | 15 | #REF! | #REF! | #REF! | #REF! | #REF! | #REF! | #REF! | #REF!
2018-02-25 | 0 | 1 | 86.2364 | 86.2364 | 86.2364 | 86.2364 | 31.201 | 6 | 17:30 | 17 | 30 | #REF! | #REF! | #REF! | #REF! | #REF! | #REF! | #REF! | #REF!
2018-02-25 01:00 | 1 | 1 | 86.3188 | 86.3188 | 86.3188 | 86.3188 | 31.2308 | 6 | 17:45 | 17 | 45 | #REF! | #REF! | #REF! | #REF! | #REF! | #REF! | #REF! | #REF!
2018-02-25 02:00 | 2 | 1 | 86.2119 | 86.2119 | 86.2119 | 86.2119 | 31.1922 | 6 | 18:00 | 18 | 0 | #REF! | #REF! | #REF! | #REF! | #REF! | #REF! | #REF! | #REF!
2018-02-25 03:00 | 3 | 1 | 86.1845 | 86.1845 | 86.1845 | 86.1845 | 31.1822 | 6 | 18:15 | 18 | 15 | #REF! | #REF! | #REF! | #REF! | #REF! | #REF! | #REF! | #REF!
2018-02-25 04:00 | 4 | 1 | 86.2455 | 86.2455 | 86.2455 | 86.2455 | 31.2043 | 6 | 18:30 | 18 | 30 | #REF! | #REF! | #REF! | #REF! | #REF! | #REF! | #REF! | #REF!
2018-02-25 05:00 | 5 | 1 | 86.2333 | 86.2333 | 86.2333 | 86.2333 | 31.1999 | 6 | 18:45 | 18 | 45 | #REF! | #REF! | #REF! | #REF! | #REF! | #REF! | #REF! | #REF!
2018-02-25 06:00 | 6 | 1 | 86.2776 | 86.2776 | 86.2776 | 86.2776 | 31.2159 | 6 | 19:00 | 19 | 0 | #REF! | #REF! | #REF! | #REF! | #REF! | #REF! | #REF! | #REF!
2018-02-25 07:00 | 7 | 1 | 86.2867 | 86.2867 | 86.2867 | 86.2867 | 31.2192 | 6 | 19:15 | 19 | 15 | #REF! | #REF! | #REF! | #REF! | #REF! | #REF! | #REF! | #REF!
2018-02-25 08:00 | 8 | 1 | 86.2989 | 86.2989 | 86.2989 | 86.2989 | 31.2236 | 6 | 19:30 | 19 | 30 | #REF! | #REF! | #REF! | #REF! | #REF! | #REF! | #REF! | #REF!
2018-02-25 09:00 | 9 | 1 | 86.2867 | 86.2867 | 86.2867 | 86.2867 | 31.2192 | 6 | 19:45 | 19 | 45 | #REF! | #REF! | #REF! | #REF! | #REF! | #REF! | #REF! | #REF!
2018-02-25 10:00 | 10 | 1 | 86.2882 | 86.2882 | 86.2882 | 86.2882 | 31.2198 | 6 | 20:00 | 20 | 0 | #REF! | #REF! | #REF! | #REF! | #REF! | #REF! | #REF! | #REF!
2018-02-25 11:00 | 11 | 1 | 86.1845 | 86.1845 | 86.1845 | 86.1845 | 31.1822 | 6 | 20:15 | 20 | 15 | #REF! | #REF! | #REF! | #REF! | #REF! | #REF! | #REF! | #REF!
2018-02-25 12:00 | 12 | 1 | 86.1418 | 86.1418 | 86.1418 | 86.1418 | 31.1668 | 6 | 20:30 | 20 | 30 | #REF! | #REF! | #REF! | #REF! | #REF! | #REF! | #REF! | #REF!
2018-02-25 13:00 | 13 | 1 | 86.1479 | 86.1479 | 86.1479 | 86.1479 | 31.169 | 6 | 20:45 | 20 | 45 | #REF! | #REF! | #REF! | #REF! | #REF! | #REF! | #REF! | #REF!
2018-02-25 14:00 | 14 | 1 | 86.1112 | 86.1112 | 86.1112 | 86.1112 | 31.1557 | 6 | 21:00 | 21 | 0 | #REF! | #REF! | #REF! | #REF! | #REF! | #REF! | #REF! | #REF!
2018-02-25 15:00 | 15 | 1 | 86.2455 | 86.2455 | 86.2455 | 86.2455 | 31.2043 | 6 | 21:15 | 21 | 15 | #REF! | #REF! | #REF! | #REF! | #REF! | #REF! | #REF! | #REF!
2018-02-25 16:00 | 16 | 1 | 86.3447 | 86.3447 | 86.3447 | 86.3447 | 31.2402 | 6 | 21:30 | 21 | 30 | #REF! | #REF! | #REF! | #REF! | #REF! | #REF! | #REF! | #REF!
2018-02-25 17:00 | 17 | 1 | 86.4805 | 86.4805 | 86.4805 | 86.4805 | 31.2893 | 6 | 21:45 | 21 | 45 | #REF! | #REF! | #REF! | #REF! | #REF! | #REF! | #REF! | #REF!
2018-02-25 18:00 | 18 | 1 | 86.4332 | 86.4332 | 86.4332 | 86.4332 | 31.2722 | 6 | 22:00 | 22 | 0 | #REF! | #REF! | #REF! | #REF! | #REF! | #REF! | #REF! | #REF!
2018-02-25 19:00 | 19 | 1 | 85.6794 | 85.6794 | 85.6794 | 85.6794 | 30.9995 | 6 | 22:15 | 22 | 15 | #REF! | #REF! | #REF! | #REF! | #REF! | #REF! | #REF! | #REF!
2018-02-25 20:00 | 20 | 1 | 86.3294 | 86.3294 | 86.3294 | 86.3294 | 31.2347 | 6 | 22:30 | 22 | 30 | #REF! | #REF! | #REF! | #REF! | #REF! | #REF! | #REF! | #REF!
2018-02-25 21:00 | 21 | 1 | 86.3569 | 86.3569 | 86.3569 | 86.3569 | 31.2446 | 6 | 22:45 | 22 | 45 | #REF! | #REF! | #REF! | #REF! | #REF! | #REF! | #REF! | #REF!
2018-02-25 22:00 | 22 | 1 | 86.4881 | 86.4881 | 86.4881 | 86.4881 | 31.2921 | 6 | 23:00 | 23 | 0 | #REF! | #REF! | #REF! | #REF! | #REF! | #REF! | #REF! | #REF!
2018-02-25 23:00 | 23 | 1 | 86.4332 | 86.4332 | 86.4332 | 86.4332 | 31.2722 | 6 | 23:15 | 23 | 15 | #REF! | #REF! | #REF! | #REF! | #REF! | #REF! | #REF! | #REF!
2018-02-26 | 0 | 2 | 86.4088 | 86.4088 | 86.4088 | 86.4088 | 31.2634 | 6 | 23:30 | 23 | 30 | #REF! | #REF! | #REF! | #REF! | #REF! | #REF! | #REF! | #REF!
2018-02-26 01:00 | 1 | 2 | 86.0426 | 86.0426 | 86.0426 | 86.0426 | 31.1309 | 6 | 23:45 | 23 | 45 | #REF! | #REF! | #REF! | #REF! | #REF! | #REF! | #REF! | #REF!
2018-02-26 02:00 | 2 | 2 | 86.392 | 86.392 | 86.392 | 86.392 | 31.2573
2018-02-26 03:00 | 3 | 2 | 86.2776 | 86.2776 | 86.2776 | 86.2776 | 31.2159
2018-02-26 04:00 | 4 | 2 | 86.5034 | 86.5034 | 86.5034 | 86.5034 | 31.2976 |  | Saturday | Hour | Minute | Circuit 1 Avg Power (kW) | Circuit 1 Avg Energy (kWh) | Circuit 2 Avg Power (kW) | Circuit 2 Avg Energy (kWh) | Circuit 3 Avg Power (kW) | Circuit 3 Avg Energy (kWh) | Circuit 4 Avg Power (kW) | Circuit 4 Avg Energy (kWh)
2018-02-26 05:00 | 5 | 2 | 86.3661 | 86.3661 | 86.3661 | 86.3661 | 31.248 | 7 | 0:00 | 0 | 0 | #REF! | #REF! | #REF! | #REF! | #REF! | #REF! | #REF! | #REF!
2018-02-26 06:00 | 6 | 2 | 86.2898 | 86.2898 | 86.2898 | 86.2898 | 31.2203 | 7 | 0:15 | 0 | 15 | #REF! | #REF! | #REF! | #REF! | #REF! | #REF! | #REF! | #REF!
2018-02-26 07:00 | 7 | 2 | 86.2043 | 86.2043 | 86.2043 | 86.2043 | 31.1894 | 7 | 0:30 | 0 | 30 | #REF! | #REF! | #REF! | #REF! | #REF! | #REF! | #REF! | #REF!
2018-02-26 08:00 | 8 | 2 | 86.3355 | 86.3355 | 86.3355 | 86.3355 | 31.2369 | 7 | 0:45 | 0 | 45 | #REF! | #REF! | #REF! | #REF! | #REF! | #REF! | #REF! | #REF!
2018-02-26 09:00 | 9 | 2 | 86.3798 | 86.3798 | 86.3798 | 86.3798 | 31.2529 | 7 | 1:00 | 1 | 0 | #REF! | #REF! | #REF! | #REF! | #REF! | #REF! | #REF! | #REF!
2018-02-26 10:00 | 10 | 2 | 86.2272 | 86.2272 | 86.2272 | 86.2272 | 31.1977 | 7 | 1:15 | 1 | 15 | #REF! | #REF! | #REF! | #REF! | #REF! | #REF! | #REF! | #REF!
2018-02-26 11:00 | 11 | 2 | 86.2119 | 86.2119 | 86.2119 | 86.2119 | 31.1922 | 7 | 1:30 | 1 | 30 | #REF! | #REF! | #REF! | #REF! | #REF! | #REF! | #REF! | #REF!
2018-02-26 12:00 | 12 | 2 | 86.389 | 86.389 | 86.389 | 86.389 | 31.2562 | 7 | 1:45 | 1 | 45 | #REF! | #REF! | #REF! | #REF! | #REF! | #REF! | #REF! | #REF!
2018-02-26 13:00 | 13 | 2 | 86.4027 | 86.4027 | 86.4027 | 86.4027 | 31.2612 | 7 | 2:00 | 2 | 0 | #REF! | #REF! | #REF! | #REF! | #REF! | #REF! | #REF! | #REF!
2018-02-26 14:00 | 14 | 2 | 86.3783 | 86.3783 | 86.3783 | 86.3783 | 31.2524 | 7 | 2:15 | 2 | 15 | #REF! | #REF! | #REF! | #REF! | #REF! | #REF! | #REF! | #REF!
2018-02-26 15:00 | 15 | 2 | 86.3355 | 86.3355 | 86.3355 | 86.3355 | 31.2369 | 7 | 2:30 | 2 | 30 | #REF! | #REF! | #REF! | #REF! | #REF! | #REF! | #REF! | #REF!
2018-02-26 16:00 | 16 | 2 | 86.3493 | 86.3493 | 86.3493 | 86.3493 | 31.2419 | 7 | 2:45 | 2 | 45 | #REF! | #REF! | #REF! | #REF! | #REF! | #REF! | #REF! | #REF!
2018-02-26 17:00 | 17 | 2 | 86.244 | 86.244 | 86.244 | 86.244 | 31.2038 | 7 | 3:00 | 3 | 0 | #REF! | #REF! | #REF! | #REF! | #REF! | #REF! | #REF! | #REF!
2018-02-26 18:00 | 18 | 2 | 86.3142 | 86.3142 | 86.3142 | 86.3142 | 31.2292 | 7 | 3:15 | 3 | 15 | #REF! | #REF! | #REF! | #REF! | #REF! | #REF! | #REF! | #REF!
2018-02-26 19:00 | 19 | 2 | 86.2089 | 86.2089 | 86.2089 | 86.2089 | 31.1911 | 7 | 3:30 | 3 | 30 | #REF! | #REF! | #REF! | #REF! | #REF! | #REF! | #REF! | #REF!
2018-02-26 20:00 | 20 | 2 | 86.2181 | 86.2181 | 86.2181 | 86.2181 | 31.1944 | 7 | 3:45 | 3 | 45 | #REF! | #REF! | #REF! | #REF! | #REF! | #REF! | #REF! | #REF!
2018-02-26 21:00 | 21 | 2 | 86.1494 | 86.1494 | 86.1494 | 86.1494 | 31.1696 | 7 | 4:00 | 4 | 0 | #REF! | #REF! | #REF! | #REF! | #REF! | #REF! | #REF! | #REF!
2018-02-26 22:00 | 22 | 2 | 86.2593 | 86.2593 | 86.2593 | 86.2593 | 31.2093 | 7 | 4:15 | 4 | 15 | #REF! | #REF! | #REF! | #REF! | #REF! | #REF! | #REF! | #REF!
2018-02-26 23:00 | 23 | 2 | 86.4424 | 86.4424 | 86.4424 | 86.4424 | 31.2756 | 7 | 4:30 | 4 | 30 | #REF! | #REF! | #REF! | #REF! | #REF! | #REF! | #REF! | #REF!
2018-02-27 | 0 | 3 | 86.4637 | 86.4637 | 86.4637 | 86.4637 | 31.2833 | 7 | 4:45 | 4 | 45 | #REF! | #REF! | #REF! | #REF! | #REF! | #REF! | #REF! | #REF!
2018-02-27 01:00 | 1 | 3 | 86.5629 | 86.5629 | 86.5629 | 86.5629 | 31.3192 | 7 | 5:00 | 5 | 0 | #REF! | #REF! | #REF! | #REF! | #REF! | #REF! | #REF! | #REF!
2018-02-27 02:00 | 2 | 3 | 86.3706 | 86.3706 | 86.3706 | 86.3706 | 31.2496 | 7 | 5:15 | 5 | 15 | #REF! | #REF! | #REF! | #REF! | #REF! | #REF! | #REF! | #REF!
2018-02-27 03:00 | 3 | 3 | 86.3523 | 86.3523 | 86.3523 | 86.3523 | 31.243 | 7 | 5:30 | 5 | 30 | #REF! | #REF! | #REF! | #REF! | #REF! | #REF! | #REF! | #REF!
2018-02-27 04:00 | 4 | 3 | 86.3676 | 86.3676 | 86.3676 | 86.3676 | 31.2485 | 7 | 5:45 | 5 | 45 | #REF! | #REF! | #REF! | #REF! | #REF! | #REF! | #REF! | #REF!
2018-02-27 05:00 | 5 | 3 | 86.4027 | 86.4027 | 86.4027 | 86.4027 | 31.2612 | 7 | 6:00 | 6 | 0 | #REF! | #REF! | #REF! | #REF! | #REF! | #REF! | #REF! | #REF!
2018-02-27 06:00 | 6 | 3 | 86.4652 | 86.4652 | 86.4652 | 86.4652 | 31.2838 | 7 | 6:15 | 6 | 15 | #REF! | #REF! | #REF! | #REF! | #REF! | #REF! | #REF! | #REF!
2018-02-27 07:00 | 7 | 3 | 86.4012 | 86.4012 | 86.4012 | 86.4012 | 31.2607 | 7 | 6:30 | 6 | 30 | #REF! | #REF! | #REF! | #REF! | #REF! | #REF! | #REF! | #REF!
2018-02-27 08:00 | 8 | 3 | 86.4515 | 86.4515 | 86.4515 | 86.4515 | 31.2789 | 7 | 6:45 | 6 | 45 | #REF! | #REF! | #REF! | #REF! | #REF! | #REF! | #REF! | #REF!
2018-02-27 09:00 | 9 | 3 | 86.2028 | 86.2028 | 86.2028 | 86.2028 | 31.1889 | 7 | 7:00 | 7 | 0 | #REF! | #REF! | #REF! | #REF! | #REF! | #REF! | #REF! | #REF!
2018-02-27 10:00 | 10 | 3 | 86.2715 | 86.2715 | 86.2715 | 86.2715 | 31.2137 | 7 | 7:15 | 7 | 15 | #REF! | #REF! | #REF! | #REF! | #REF! | #REF! | #REF! | #REF!
2018-02-27 11:00 | 11 | 3 | 86.7567 | 86.7567 | 86.7567 | 86.7567 | 31.3893 | 7 | 7:30 | 7 | 30 | #REF! | #REF! | #REF! | #REF! | #REF! | #REF! | #REF! | #REF!
2018-02-27 12:00 | 12 | 3 | 86.6194 | 86.6194 | 86.6194 | 86.6194 | 31.3396 | 7 | 7:45 | 7 | 45 | #REF! | #REF! | #REF! | #REF! | #REF! | #REF! | #REF! | #REF!
2018-02-27 13:00 | 13 | 3 | 86.6377 | 86.6377 | 86.6377 | 86.6377 | 31.3462 | 7 | 8:00 | 8 | 0 | #REF! | #REF! | #REF! | #REF! | #REF! | #REF! | #REF! | #REF!
2018-02-27 14:00 | 14 | 3 | 86.8757 | 86.8757 | 86.8757 | 86.8757 | 31.4323 | 7 | 8:15 | 8 | 15 | #REF! | #REF! | #REF! | #REF! | #REF! | #REF! | #REF! | #REF!
2018-02-27 15:00 | 15 | 3 | 86.7994 | 86.7994 | 86.7994 | 86.7994 | 31.4047 | 7 | 8:30 | 8 | 30 | #REF! | #REF! | #REF! | #REF! | #REF! | #REF! | #REF! | #REF!
2018-02-27 16:00 | 16 | 3 | 86.7674 | 86.7674 | 86.7674 | 86.7674 | 31.3931 | 7 | 8:45 | 8 | 45 | #REF! | #REF! | #REF! | #REF! | #REF! | #REF! | #REF! | #REF!
2018-02-27 17:00 | 17 | 3 | 86.7384 | 86.7384 | 86.7384 | 86.7384 | 31.3827 | 7 | 9:00 | 9 | 0 | #REF! | #REF! | #REF! | #REF! | #REF! | #REF! | #REF! | #REF!
2018-02-27 18:00 | 18 | 3 | 86.7124 | 86.7124 | 86.7124 | 86.7124 | 31.3732 | 7 | 9:15 | 9 | 15 | #REF! | #REF! | #REF! | #REF! | #REF! | #REF! | #REF! | #REF!
2018-02-27 19:00 | 19 | 3 | 86.8376 | 86.8376 | 86.8376 | 86.8376 | 31.4185 | 7 | 9:30 | 9 | 30 | #REF! | #REF! | #REF! | #REF! | #REF! | #REF! | #REF! | #REF!
2018-02-27 20:00 | 20 | 3 | 86.627 | 86.627 | 86.627 | 86.627 | 31.3423 | 7 | 9:45 | 9 | 45 | #REF! | #REF! | #REF! | #REF! | #REF! | #REF! | #REF! | #REF!
2018-02-27 21:00 | 21 | 3 | 86.6239 | 86.6239 | 86.6239 | 86.6239 | 31.3412 | 7 | 10:00 | 10 | 0 | #REF! | #REF! | #REF! | #REF! | #REF! | #REF! | #REF! | #REF!
2018-02-27 22:00 | 22 | 3 | 86.714 | 86.714 | 86.714 | 86.714 | 31.3738 | 7 | 10:15 | 10 | 15 | #REF! | #REF! | #REF! | #REF! | #REF! | #REF! | #REF! | #REF!
2018-02-27 23:00 | 23 | 3 | 86.8971 | 86.8971 | 86.8971 | 86.8971 | 31.4401 | 7 | 10:30 | 10 | 30 | #REF! | #REF! | #REF! | #REF! | #REF! | #REF! | #REF! | #REF!
2018-02-28 | 0 | 4 | 0 | 0 | 0 | 0 | 0 | 7 | 10:45 | 10 | 45 | #REF! | #REF! | #REF! | #REF! | #REF! | #REF! | #REF! | #REF!
2018-02-28 01:00 | 1 | 4 | 0 | 0 | 0 | 0 | 0 | 7 | 11:00 | 11 | 0 | #REF! | #REF! | #REF! | #REF! | #REF! | #REF! | #REF! | #REF!
2018-02-28 02:00 | 2 | 4 | 0 | 0 | 0 | 0 | 0 | 7 | 11:15 | 11 | 15 | #REF! | #REF! | #REF! | #REF! | #REF! | #REF! | #REF! | #REF!
2018-02-28 03:00 | 3 | 4 | 0 | 0 | 0 | 0 | 0 | 7 | 11:30 | 11 | 30 | #REF! | #REF! | #REF! | #REF! | #REF! | #REF! | #REF! | #REF!
2018-02-28 04:00 | 4 | 4 | 0 | 0 | 0 | 0 | 0 | 7 | 11:45 | 11 | 45 | #REF! | #REF! | #REF! | #REF! | #REF! | #REF! | #REF! | #REF!
2018-02-28 05:00 | 5 | 4 | 0 | 0 | 0 | 0 | 0 | 7 | 12:00 | 12 | 0 | #REF! | #REF! | #REF! | #REF! | #REF! | #REF! | #REF! | #REF!
2018-02-28 06:00 | 6 | 4 | 0 | 0 | 0 | 0 | 0 | 7 | 12:15 | 12 | 15 | #REF! | #REF! | #REF! | #REF! | #REF! | #REF! | #REF! | #REF!
2018-02-28 07:00 | 7 | 4 | 0 | 0 | 0 | 0 | 0 | 7 | 12:30 | 12 | 30 | #REF! | #REF! | #REF! | #REF! | #REF! | #REF! | #REF! | #REF!
2018-02-28 08:00 | 8 | 4 | 0 | 0 | 0 | 0 | 0 | 7 | 12:45 | 12 | 45 | #REF! | #REF! | #REF! | #REF! | #REF! | #REF! | #REF! | #REF!
2018-02-28 09:00 | 9 | 4 | 0 | 0 | 0 | 0 | 0 | 7 | 13:00 | 13 | 0 | #REF! | #REF! | #REF! | #REF! | #REF! | #REF! | #REF! | #REF!
2018-02-28 10:00 | 10 | 4 | 0 | 0 | 0 | 0 | 0 | 7 | 13:15 | 13 | 15 | #REF! | #REF! | #REF! | #REF! | #REF! | #REF! | #REF! | #REF!
2018-02-28 11:00 | 11 | 4 | 0 | 0 | 0 | 0 | 0 | 7 | 13:30 | 13 | 30 | #REF! | #REF! | #REF! | #REF! | #REF! | #REF! | #REF! | #REF!
2018-02-28 12:00 | 12 | 4 | 0 | 0 | 0 | 0 | 0 | 7 | 13:45 | 13 | 45 | #REF! | #REF! | #REF! | #REF! | #REF! | #REF! | #REF! | #REF!
2018-02-28 13:00 | 13 | 4 | 0 | 0 | 0 | 0 | 0 | 7 | 14:00 | 14 | 0 | #REF! | #REF! | #REF! | #REF! | #REF! | #REF! | #REF! | #REF!
2018-02-28 14:00 | 14 | 4 | 0 | 0 | 0 | 0 | 0 | 7 | 14:15 | 14 | 15 | #REF! | #REF! | #REF! | #REF! | #REF! | #REF! | #REF! | #REF!
2018-02-28 15:00 | 15 | 4 | 0 | 0 | 0 | 0 | 0 | 7 | 14:30 | 14 | 30 | #REF! | #REF! | #REF! | #REF! | #REF! | #REF! | #REF! | #REF!
2018-02-28 16:00 | 16 | 4 | 0 | 0 | 0 | 0 | 0 | 7 | 14:45 | 14 | 45 | #REF! | #REF! | #REF! | #REF! | #REF! | #REF! | #REF! | #REF!
2018-02-28 17:00 | 17 | 4 | 0 | 0 | 0 | 0 | 0 | 7 | 15:00 | 15 | 0 | #REF! | #REF! | #REF! | #REF! | #REF! | #REF! | #REF! | #REF!
2018-02-28 18:00 | 18 | 4 | 0 | 0 | 0 | 0 | 0 | 7 | 15:15 | 15 | 15 | #REF! | #REF! | #REF! | #REF! | #REF! | #REF! | #REF! | #REF!
2018-02-28 19:00 | 19 | 4 | 0 | 0 | 0 | 0 | 0 | 7 | 15:30 | 15 | 30 | #REF! | #REF! | #REF! | #REF! | #REF! | #REF! | #REF! | #REF!
2018-02-28 20:00 | 20 | 4 | 0 | 0 | 0 | 0 | 0 | 7 | 15:45 | 15 | 45 | #REF! | #REF! | #REF! | #REF! | #REF! | #REF! | #REF! | #REF!
2018-02-28 21:00 | 21 | 4 | 0 | 0 | 0 | 0 | 0 | 7 | 16:00 | 16 | 0 | #REF! | #REF! | #REF! | #REF! | #REF! | #REF! | #REF! | #REF!
2018-02-28 22:00 | 22 | 4 | 0 | 0 | 0 | 0 | 0 | 7 | 16:15 | 16 | 15 | #REF! | #REF! | #REF! | #REF! | #REF! | #REF! | #REF! | #REF!
2018-02-28 23:00 | 23 | 4 | 0 | 0 | 0 | 0 | 0 | 7 | 16:30 | 16 | 30 | #REF! | #REF! | #REF! | #REF! | #REF! | #REF! | #REF! | #REF!
2018-03-01 | 0 | 5 | 86.5492 | 86.5492 | 86.5492 | 86.5492 | 31.3142 | 7 | 16:45 | 16 | 45 | #REF! | #REF! | #REF! | #REF! | #REF! | #REF! | #REF! | #REF!
2018-03-01 01:00 | 1 | 5 | 86.7201 | 86.7201 | 86.7201 | 86.7201 | 31.376 | 7 | 17:00 | 17 | 0 | #REF! | #REF! | #REF! | #REF! | #REF! | #REF! | #REF! | #REF!
2018-03-01 02:00 | 2 | 5 | 86.5095 | 86.5095 | 86.5095 | 86.5095 | 31.2998 | 7 | 17:15 | 17 | 15 | #REF! | #REF! | #REF! | #REF! | #REF! | #REF! | #REF! | #REF!
2018-03-01 03:00 | 3 | 5 | 86.4576 | 86.4576 | 86.4576 | 86.4576 | 31.2811 | 7 | 17:30 | 17 | 30 | #REF! | #REF! | #REF! | #REF! | #REF! | #REF! | #REF! | #REF!
2018-03-01 04:00 | 4 | 5 | 86.6316 | 86.6316 | 86.6316 | 86.6316 | 31.344 | 7 | 17:45 | 17 | 45 | #REF! | #REF! | #REF! | #REF! | #REF! | #REF! | #REF! | #REF!
2018-03-01 05:00 | 5 | 5 | 86.569 | 86.569 | 86.569 | 86.569 | 31.3214 | 7 | 18:00 | 18 | 0 | #REF! | #REF! | #REF! | #REF! | #REF! | #REF! | #REF! | #REF!
2018-03-01 06:00 | 6 | 5 | 86.6468 | 86.6468 | 86.6468 | 86.6468 | 31.3495 | 7 | 18:15 | 18 | 15 | #REF! | #REF! | #REF! | #REF! | #REF! | #REF! | #REF! | #REF!
2018-03-01 07:00 | 7 | 5 | 86.6361 | 86.6361 | 86.6361 | 86.6361 | 31.3456 | 7 | 18:30 | 18 | 30 | #REF! | #REF! | #REF! | #REF! | #REF! | #REF! | #REF! | #REF!
2018-03-01 08:00 | 8 | 5 | 86.6819 | 86.6819 | 86.6819 | 86.6819 | 31.3622 | 7 | 18:45 | 18 | 45 | #REF! | #REF! | #REF! | #REF! | #REF! | #REF! | #REF! | #REF!
2018-03-01 09:00 | 9 | 5 | 86.7094 | 86.7094 | 86.7094 | 86.7094 | 31.3722 | 7 | 19:00 | 19 | 0 | #REF! | #REF! | #REF! | #REF! | #REF! | #REF! | #REF! | #REF!
2018-03-01 10:00 | 10 | 5 | 86.7933 | 86.7933 | 86.7933 | 86.7933 | 31.4025 | 7 | 19:15 | 19 | 15 | #REF! | #REF! | #REF! | #REF! | #REF! | #REF! | #REF! | #REF!
2018-03-01 11:00 | 11 | 5 | 86.8009 | 86.8009 | 86.8009 | 86.8009 | 31.4053 | 7 | 19:30 | 19 | 30 | #REF! | #REF! | #REF! | #REF! | #REF! | #REF! | #REF! | #REF!
2018-03-01 12:00 | 12 | 5 | 86.6728 | 86.6728 | 86.6728 | 86.6728 | 31.3589 | 7 | 19:45 | 19 | 45 | #REF! | #REF! | #REF! | #REF! | #REF! | #REF! | #REF! | #REF!
2018-03-01 13:00 | 13 | 5 | 86.6316 | 86.6316 | 86.6316 | 86.6316 | 31.344 | 7 | 20:00 | 20 | 0 | #REF! | #REF! | #REF! | #REF! | #REF! | #REF! | #REF! | #REF!
2018-03-01 14:00 | 14 | 5 | 86.6316 | 86.6316 | 86.6316 | 86.6316 | 31.344 | 7 | 20:15 | 20 | 15 | #REF! | #REF! | #REF! | #REF! | #REF! | #REF! | #REF! | #REF!
2018-03-01 15:00 | 15 | 5 | 86.6636 | 86.6636 | 86.6636 | 86.6636 | 31.3556 | 7 | 20:30 | 20 | 30 | #REF! | #REF! | #REF! | #REF! | #REF! | #REF! | #REF! | #REF!
2018-03-01 16:00 | 16 | 5 | 86.5568 | 86.5568 | 86.5568 | 86.5568 | 31.317 | 7 | 20:45 | 20 | 45 | #REF! | #REF! | #REF! | #REF! | #REF! | #REF! | #REF! | #REF!
2018-03-01 17:00 | 17 | 5 | 86.6865 | 86.6865 | 86.6865 | 86.6865 | 31.3639 | 7 | 21:00 | 21 | 0 | #REF! | #REF! | #REF! | #REF! | #REF! | #REF! | #REF! | #REF!
2018-03-01 18:00 | 18 | 5 | 86.7262 | 86.7262 | 86.7262 | 86.7262 | 31.3782 | 7 | 21:15 | 21 | 15 | #REF! | #REF! | #REF! | #REF! | #REF! | #REF! | #REF! | #REF!
2018-03-01 19:00 | 19 | 5 | 86.5187 | 86.5187 | 86.5187 | 86.5187 | 31.3032 | 7 | 21:30 | 21 | 30 | #REF! | #REF! | #REF! | #REF! | #REF! | #REF! | #REF! | #REF!
2018-03-01 20:00 | 20 | 5 | 86.5766 | 86.5766 | 86.5766 | 86.5766 | 31.3241 | 7 | 21:45 | 21 | 45 | #REF! | #REF! | #REF! | #REF! | #REF! | #REF! | #REF! | #REF!
2018-03-01 21:00 | 21 | 5 | 86.6194 | 86.6194 | 86.6194 | 86.6194 | 31.3396 | 7 | 22:00 | 22 | 0 | #REF! | #REF! | #REF! | #REF! | #REF! | #REF! | #REF! | #REF!
2018-03-01 22:00 | 22 | 5 | 86.6743 | 86.6743 | 86.6743 | 86.6743 | 31.3595 | 7 | 22:15 | 22 | 15 | #REF! | #REF! | #REF! | #REF! | #REF! | #REF! | #REF! | #REF!
2018-03-01 23:00 | 23 | 5 | 86.5644 | 86.5644 | 86.5644 | 86.5644 | 31.3197 | 7 | 22:30 | 22 | 30 | #REF! | #REF! | #REF! | #REF! | #REF! | #REF! | #REF! | #REF!
2018-03-02 | 0 | 6 | 86.2226 | 86.2226 | 86.2226 | 86.2226 | 31.196 | 7 | 22:45 | 22 | 45 | #REF! | #REF! | #REF! | #REF! | #REF! | #REF! | #REF! | #REF!
2018-03-02 01:00 | 1 | 6 | 86.1128 | 86.1128 | 86.1128 | 86.1128 | 31.1563 | 7 | 23:00 | 23 | 0 | #REF! | #REF! | #REF! | #REF! | #REF! | #REF! | #REF! | #REF!
2018-03-02 02:00 | 2 | 6 | 86.2791 | 86.2791 | 86.2791 | 86.2791 | 31.2165 | 7 | 23:15 | 23 | 15 | #REF! | #REF! | #REF! | #REF! | #REF! | #REF! | #REF! | #REF!
2018-03-02 03:00 | 3 | 6 | 86.0014 | 86.0014 | 86.0014 | 86.0014 | 31.116 | 7 | 23:30 | 23 | 30 | #REF! | #REF! | #REF! | #REF! | #REF! | #REF! | #REF! | #REF!
2018-03-02 04:00 | 4 | 6 | 86.0533 | 86.0533 | 86.0533 | 86.0533 | 31.1348 | 7 | 23:45 | 23 | 45 | #REF! | #REF! | #REF! | #REF! | #REF! | #REF! | #REF! | #REF!
2018-03-02 05:00 | 5 | 6 | 86.2257 | 86.2257 | 86.2257 | 86.2257 | 31.1972
2018-03-02 06:00 | 6 | 6 | 86.4332 | 86.4332 | 86.4332 | 86.4332 | 31.2722
2018-03-02 07:00 | 7 | 6 | 86.5873 | 86.5873 | 86.5873 | 86.5873 | 31.328
2018-03-02 08:00 | 8 | 6 | 86.3691 | 86.3691 | 86.3691 | 86.3691 | 31.249
2018-03-02 09:00 | 9 | 6 | 86.334 | 86.334 | 86.334 | 86.334 | 31.2363
2018-03-02 10:00 | 10 | 6 | 86.5126 | 86.5126 | 86.5126 | 86.5126 | 31.301
2018-03-02 11:00 | 11 | 6 | 86.5003 | 86.5003 | 86.5003 | 86.5003 | 31.2965
2018-03-02 12:00 | 12 | 6 | 86.7002 | 86.7002 | 86.7002 | 86.7002 | 31.3688
2018-03-02 13:00 | 13 | 6 | 86.363 | 86.363 | 86.363 | 86.363 | 31.2468
2018-03-02 14:00 | 14 | 6 | 86.4408 | 86.4408 | 86.4408 | 86.4408 | 31.275
2018-03-02 15:00 | 15 | 6 | 86.2943 | 86.2943 | 86.2943 | 86.2943 | 31.222
2018-03-02 16:00 | 16 | 6 | 86.3706 | 86.3706 | 86.3706 | 86.3706 | 31.2496
2018-03-02 17:00 | 17 | 6 | 86.2882 | 86.2882 | 86.2882 | 86.2882 | 31.2198
2018-03-02 18:00 | 18 | 6 | 86.1875 | 86.1875 | 86.1875 | 86.1875 | 31.1833
2018-03-02 19:00 | 19 | 6 | 86.099 | 86.099 | 86.099 | 86.099 | 31.1513
2018-03-02 20:00 | 20 | 6 | 86.1997 | 86.1997 | 86.1997 | 86.1997 | 31.1877
2018-03-02 21:00 | 21 | 6 | 86.3767 | 86.3767 | 86.3767 | 86.3767 | 31.2518
2018-03-02 22:00 | 22 | 6 | 86.3691 | 86.3691 | 86.3691 | 86.3691 | 31.249
2018-03-02 23:00 | 23 | 6 | 86.4012 | 86.4012 | 86.4012 | 86.4012 | 31.2607
2018-03-03 | 0 | 7 | 86.0121 | 86.0121 | 86.0121 | 86.0121 | 31.1199
2018-03-03 01:00 | 1 | 7 | 85.919 | 85.919 | 85.919 | 85.919 | 31.0862
2018-03-03 02:00 | 2 | 7 | 86.0533 | 86.0533 | 86.0533 | 86.0533 | 31.1348
2018-03-03 03:00 | 3 | 7 | 86.1677 | 86.1677 | 86.1677 | 86.1677 | 31.1762
2018-03-03 04:00 | 4 | 7 | 86.3081 | 86.3081 | 86.3081 | 86.3081 | 31.227
2018-03-03 05:00 | 5 | 7 | 86.2562 | 86.2562 | 86.2562 | 86.2562 | 31.2082
2018-03-03 06:00 | 6 | 7 | 86.1234 | 86.1234 | 86.1234 | 86.1234 | 31.1601
2018-03-03 07:00 | 7 | 7 | 86.1906 | 86.1906 | 86.1906 | 86.1906 | 31.1845
2018-03-03 08:00 | 8 | 7 | 86.36 | 86.36 | 86.36 | 86.36 | 31.2457
2018-03-03 09:00 | 9 | 7 | 86.4912 | 86.4912 | 86.4912 | 86.4912 | 31.2932
2018-03-03 10:00 | 10 | 7 | 86.1982 | 86.1982 | 86.1982 | 86.1982 | 31.1872
2018-03-03 11:00 | 11 | 7 | 86.1707 | 86.1707 | 86.1707 | 86.1707 | 31.1773
2018-03-03 12:00 | 12 | 7 | 86.5019 | 86.5019 | 86.5019 | 86.5019 | 31.2971
2018-03-03 13:00 | 13 | 7 | 86.6148 | 86.6148 | 86.6148 | 86.6148 | 31.3379
2018-03-03 14:00 | 14 | 7 | 86.4439 | 86.4439 | 86.4439 | 86.4439 | 31.2761
2018-03-03 15:00 | 15 | 7 | 86.5522 | 86.5522 | 86.5522 | 86.5522 | 31.3153
2018-03-03 16:00 | 16 | 7 | 86.5644 | 86.5644 | 86.5644 | 86.5644 | 31.3197
2018-03-03 17:00 | 17 | 7 | 86.7445 | 86.7445 | 86.7445 | 86.7445 | 31.3849
2018-03-03 18:00 | 18 | 7 | 86.4668 | 86.4668 | 86.4668 | 86.4668 | 31.2844
2018-03-03 19:00 | 19 | 7 | 86.3661 | 86.3661 | 86.3661 | 86.3661 | 31.248
2018-03-03 20:00 | 20 | 7 | 86.1173 | 86.1173 | 86.1173 | 86.1173 | 31.1579
2018-03-03 21:00 | 21 | 7 | 86.1555 | 86.1555 | 86.1555 | 86.1555 | 31.1718
2018-03-03 22:00 | 22 | 7 | 86.2211 | 86.2211 | 86.2211 | 86.2211 | 31.1955
2018-03-03 23:00 | 23 | 7 | 86.2226 | 86.2226 | 86.2226 | 86.2226 | 31.196
2018-03-04 | 0 | 1 | 86.2364 | 86.2364 | 86.2364 | 86.2364 | 31.201
2018-03-04 01:00 | 1 | 1 | 86.3188 | 86.3188 | 86.3188 | 86.3188 | 31.2308
2018-03-04 02:00 | 2 | 1 | 86.2119 | 86.2119 | 86.2119 | 86.2119 | 31.1922
2018-03-04 03:00 | 3 | 1 | 86.1845 | 86.1845 | 86.1845 | 86.1845 | 31.1822
2018-03-04 04:00 | 4 | 1 | 86.2455 | 86.2455 | 86.2455 | 86.2455 | 31.2043
2018-03-04 05:00 | 5 | 1 | 86.2333 | 86.2333 | 86.2333 | 86.2333 | 31.1999
2018-03-04 06:00 | 6 | 1 | 86.2776 | 86.2776 | 86.2776 | 86.2776 | 31.2159
2018-03-04 07:00 | 7 | 1 | 86.2867 | 86.2867 | 86.2867 | 86.2867 | 31.2192
2018-03-04 08:00 | 8 | 1 | 86.2989 | 86.2989 | 86.2989 | 86.2989 | 31.2236
2018-03-04 09:00 | 9 | 1 | 86.2867 | 86.2867 | 86.2867 | 86.2867 | 31.2192
2018-03-04 10:00 | 10 | 1 | 86.2882 | 86.2882 | 86.2882 | 86.2882 | 31.2198
2018-03-04 11:00 | 11 | 1 | 86.1845 | 86.1845 | 86.1845 | 86.1845 | 31.1822
2018-03-04 12:00 | 12 | 1 | 86.1418 | 86.1418 | 86.1418 | 86.1418 | 31.1668
2018-03-04 13:00 | 13 | 1 | 86.1479 | 86.1479 | 86.1479 | 86.1479 | 31.169
2018-03-04 14:00 | 14 | 1 | 86.1112 | 86.1112 | 86.1112 | 86.1112 | 31.1557
2018-03-04 15:00 | 15 | 1 | 86.2455 | 86.2455 | 86.2455 | 86.2455 | 31.2043
2018-03-04 16:00 | 16 | 1 | 86.3447 | 86.3447 | 86.3447 | 86.3447 | 31.2402
2018-03-04 17:00 | 17 | 1 | 86.4805 | 86.4805 | 86.4805 | 86.4805 | 31.2893
2018-03-04 18:00 | 18 | 1 | 86.4332 | 86.4332 | 86.4332 | 86.4332 | 31.2722
2018-03-04 19:00 | 19 | 1 | 85.6794 | 85.6794 | 85.6794 | 85.6794 | 30.9995
2018-03-04 20:00 | 20 | 1 | 86.3294 | 86.3294 | 86.3294 | 86.3294 | 31.2347
2018-03-04 21:00 | 21 | 1 | 86.3569 | 86.3569 | 86.3569 | 86.3569 | 31.2446
2018-03-04 22:00 | 22 | 1 | 86.4881 | 86.4881 | 86.4881 | 86.4881 | 31.2921
2018-03-04 23:00 | 23 | 1 | 86.4332 | 86.4332 | 86.4332 | 86.4332 | 31.2722
2018-03-05 | 0 | 2 | 86.4088 | 86.4088 | 86.4088 | 86.4088 | 31.2634
2018-03-05 01:00 | 1 | 2 | 86.0426 | 86.0426 | 86.0426 | 86.0426 | 31.1309
2018-03-05 02:00 | 2 | 2 | 86.392 | 86.392 | 86.392 | 86.392 | 31.2573
2018-03-05 03:00 | 3 | 2 | 86.2776 | 86.2776 | 86.2776 | 86.2776 | 31.2159
2018-03-05 04:00 | 4 | 2 | 86.5034 | 86.5034 | 86.5034 | 86.5034 | 31.2976
2018-03-05 05:00 | 5 | 2 | 86.3661 | 86.3661 | 86.3661 | 86.3661 | 31.248
2018-03-05 06:00 | 6 | 2 | 86.2898 | 86.2898 | 86.2898 | 86.2898 | 31.2203
2018-03-05 07:00 | 7 | 2 | 86.2043 | 86.2043 | 86.2043 | 86.2043 | 31.1894
2018-03-05 08:00 | 8 | 2 | 86.3355 | 86.3355 | 86.3355 | 86.3355 | 31.2369
2018-03-05 09:00 | 9 | 2 | 86.3798 | 86.3798 | 86.3798 | 86.3798 | 31.2529
2018-03-05 10:00 | 10 | 2 | 86.2272 | 86.2272 | 86.2272 | 86.2272 | 31.1977
2018-03-05 11:00 | 11 | 2 | 86.2119 | 86.2119 | 86.2119 | 86.2119 | 31.1922
2018-03-05 12:00 | 12 | 2 | 86.389 | 86.389 | 86.389 | 86.389 | 31.2562
2018-03-05 13:00 | 13 | 2 | 86.4027 | 86.4027 | 86.4027 | 86.4027 | 31.2612
2018-03-05 14:00 | 14 | 2 | 86.3783 | 86.3783 | 86.3783 | 86.3783 | 31.2524
2018-03-05 15:00 | 15 | 2 | 86.3355 | 86.3355 | 86.3355 | 86.3355 | 31.2369
2018-03-05 16:00 | 16 | 2 | 86.3493 | 86.3493 | 86.3493 | 86.3493 | 31.2419
2018-03-05 17:00 | 17 | 2 | 86.244 | 86.244 | 86.244 | 86.244 | 31.2038
2018-03-05 18:00 | 18 | 2 | 86.3142 | 86.3142 | 86.3142 | 86.3142 | 31.2292
2018-03-05 19:00 | 19 | 2 | 86.2089 | 86.2089 | 86.2089 | 86.2089 | 31.1911
2018-03-05 20:00 | 20 | 2 | 86.2181 | 86.2181 | 86.2181 | 86.2181 | 31.1944
2018-03-05 21:00 | 21 | 2 | 86.1494 | 86.1494 | 86.1494 | 86.1494 | 31.1696
2018-03-05 22:00 | 22 | 2 | 86.2593 | 86.2593 | 86.2593 | 86.2593 | 31.2093
2018-03-05 23:00 | 23 | 2 | 86.4424 | 86.4424 | 86.4424 | 86.4424 | 31.2756
2018-03-06 | 0 | 3 | 86.4637 | 86.4637 | 86.4637 | 86.4637 | 31.2833
2018-03-06 01:00 | 1 | 3 | 86.5629 | 86.5629 | 86.5629 | 86.5629 | 31.3192
2018-03-06 02:00 | 2 | 3 | 86.3706 | 86.3706 | 86.3706 | 86.3706 | 31.2496
2018-03-06 03:00 | 3 | 3 | 86.3523 | 86.3523 | 86.3523 | 86.3523 | 31.243
2018-03-06 04:00 | 4 | 3 | 86.3676 | 86.3676 | 86.3676 | 86.3676 | 31.2485
2018-03-06 05:00 | 5 | 3 | 86.4027 | 86.4027 | 86.4027 | 86.4027 | 31.2612
2018-03-06 06:00 | 6 | 3 | 86.4652 | 86.4652 | 86.4652 | 86.4652 | 31.2838
2018-03-06 07:00 | 7 | 3 | 86.4012 | 86.4012 | 86.4012 | 86.4012 | 31.2607
2018-03-06 08:00 | 8 | 3 | 86.4515 | 86.4515 | 86.4515 | 86.4515 | 31.2789
2018-03-06 09:00 | 9 | 3 | 86.2028 | 86.2028 | 86.2028 | 86.2028 | 31.1889
2018-03-06 10:00 | 10 | 3 | 86.2715 | 86.2715 | 86.2715 | 86.2715 | 31.2137
2018-03-06 11:00 | 11 | 3 | 86.7567 | 86.7567 | 86.7567 | 86.7567 | 31.3893
2018-03-06 12:00 | 12 | 3 | 86.6194 | 86.6194 | 86.6194 | 86.6194 | 31.3396
2018-03-06 13:00 | 13 | 3 | 86.6377 | 86.6377 | 86.6377 | 86.6377 | 31.3462
2018-03-06 14:00 | 14 | 3 | 86.8757 | 86.8757 | 86.8757 | 86.8757 | 31.4323
2018-03-06 15:00 | 15 | 3 | 86.7994 | 86.7994 | 86.7994 | 86.7994 | 31.4047
2018-03-06 16:00 | 16 | 3 | 86.7674 | 86.7674 | 86.7674 | 86.7674 | 31.3931
2018-03-06 17:00 | 17 | 3 | 86.7384 | 86.7384 | 86.7384 | 86.7384 | 31.3827
2018-03-06 18:00 | 18 | 3 | 86.7124 | 86.7124 | 86.7124 | 86.7124 | 31.3732
2018-03-06 19:00 | 19 | 3 | 86.8376 | 86.8376 | 86.8376 | 86.8376 | 31.4185
2018-03-06 20:00 | 20 | 3 | 86.627 | 86.627 | 86.627 | 86.627 | 31.3423
2018-03-06 21:00 | 21 | 3 | 86.6239 | 86.6239 | 86.6239 | 86.6239 | 31.3412
2018-03-06 22:00 | 22 | 3 | 86.714 | 86.714 | 86.714 | 86.714 | 31.3738
2018-03-06 23:00 | 23 | 3 | 86.8971 | 86.8971 | 86.8971 | 86.8971 | 31.4401
2018-03-07 | 0 | 4 | 0 | 0 | 0 | 0 | 0
2018-03-07 01:00 | 1 | 4 | 0 | 0 | 0 | 0 | 0
2018-03-07 02:00 | 2 | 4 | 0 | 0 | 0 | 0 | 0
2018-03-07 03:00 | 3 | 4 | 0 | 0 | 0 | 0 | 0
2018-03-07 04:00 | 4 | 4 | 0 | 0 | 0 | 0 | 0
2018-03-07 05:00 | 5 | 4 | 0 | 0 | 0 | 0 | 0
2018-03-07 06:00 | 6 | 4 | 0 | 0 | 0 | 0 | 0
2018-03-07 07:00 | 7 | 4 | 0 | 0 | 0 | 0 | 0
2018-03-07 08:00 | 8 | 4 | 0 | 0 | 0 | 0 | 0
2018-03-07 09:00 | 9 | 4 | 0 | 0 | 0 | 0 | 0
2018-03-07 10:00 | 10 | 4 | 0 | 0 | 0 | 0 | 0
2018-03-07 11:00 | 11 | 4 | 0 | 0 | 0 | 0 | 0
2018-03-07 12:00 | 12 | 4 | 0 | 0 | 0 | 0 | 0
2018-03-07 13:00 | 13 | 4 | 0 | 0 | 0 | 0 | 0
2018-03-07 14:00 | 14 | 4 | 0 | 0 | 0 | 0 | 0
2018-03-07 15:00 | 15 | 4 | 0 | 0 | 0 | 0 | 0
2018-03-07 16:00 | 16 | 4 | 0 | 0 | 0 | 0 | 0
2018-03-07 17:00 | 17 | 4 | 0 | 0 | 0 | 0 | 0
2018-03-07 18:00 | 18 | 4 | 0 | 0 | 0 | 0 | 0
2018-03-07 19:00 | 19 | 4 | 0 | 0 | 0 | 0 | 0
2018-03-07 20:00 | 20 | 4 | 0 | 0 | 0 | 0 | 0
2018-03-07 21:00 | 21 | 4 | 0 | 0 | 0 | 0 | 0
2018-03-07 22:00 | 22 | 4 | 0 | 0 | 0 | 0 | 0
2018-03-07 23:00 | 23 | 4 | 0 | 0 | 0 | 0 | 0
2018-03-08 | 0 | 5 | 86.5492 | 86.5492 | 86.5492 | 86.5492 | 31.3142
2018-03-08 01:00 | 1 | 5 | 86.7201 | 86.7201 | 86.7201 | 86.7201 | 31.376
2018-03-08 02:00 | 2 | 5 | 86.5095 | 86.5095 | 86.5095 | 86.5095 | 31.2998
2018-03-08 03:00 | 3 | 5 | 86.4576 | 86.4576 | 86.4576 | 86.4576 | 31.2811
2018-03-08 04:00 | 4 | 5 | 86.6316 | 86.6316 | 86.6316 | 86.6316 | 31.344
2018-03-08 05:00 | 5 | 5 | 86.569 | 86.569 | 86.569 | 86.569 | 31.3214
2018-03-08 06:00 | 6 | 5 | 86.6468 | 86.6468 | 86.6468 | 86.6468 | 31.3495
2018-03-08 07:00 | 7 | 5 | 86.6361 | 86.6361 | 86.6361 | 86.6361 | 31.3456
2018-03-08 08:00 | 8 | 5 | 86.6819 | 86.6819 | 86.6819 | 86.6819 | 31.3622
2018-03-08 09:00 | 9 | 5 | 86.7094 | 86.7094 | 86.7094 | 86.7094 | 31.3722
2018-03-08 10:00 | 10 | 5 | 86.7933 | 86.7933 | 86.7933 | 86.7933 | 31.4025
2018-03-08 11:00 | 11 | 5 | 86.8009 | 86.8009 | 86.8009 | 86.8009 | 31.4053
2018-03-08 12:00 | 12 | 5 | 86.6728 | 86.6728 | 86.6728 | 86.6728 | 31.3589
2018-03-08 13:00 | 13 | 5 | 86.6316 | 86.6316 | 86.6316 | 86.6316 | 31.344
2018-03-08 14:00 | 14 | 5 | 86.6316 | 86.6316 | 86.6316 | 86.6316 | 31.344
2018-03-08 15:00 | 15 | 5 | 86.6636 | 86.6636 | 86.6636 | 86.6636 | 31.3556
2018-03-08 16:00 | 16 | 5 | 86.5568 | 86.5568 | 86.5568 | 86.5568 | 31.317
2018-03-08 17:00 | 17 | 5 | 86.6865 | 86.6865 | 86.6865 | 86.6865 | 31.3639
2018-03-08 18:00 | 18 | 5 | 86.7262 | 86.7262 | 86.7262 | 86.7262 | 31.3782
2018-03-08 19:00 | 19 | 5 | 86.5187 | 86.5187 | 86.5187 | 86.5187 | 31.3032
2018-03-08 20:00 | 20 | 5 | 86.5766 | 86.5766 | 86.5766 | 86.5766 | 31.3241
2018-03-08 21:00 | 21 | 5 | 86.6194 | 86.6194 | 86.6194 | 86.6194 | 31.3396
2018-03-08 22:00 | 22 | 5 | 86.6743 | 86.6743 | 86.6743 | 86.6743 | 31.3595
2018-03-08 23:00 | 23 | 5 | 86.5644 | 86.5644 | 86.5644 | 86.5644 | 31.3197
2018-03-09 | 0 | 6 | 86.2226 | 86.2226 | 86.2226 | 86.2226 | 31.196
2018-03-09 01:00 | 1 | 6 | 86.1128 | 86.1128 | 86.1128 | 86.1128 | 31.1563
2018-03-09 02:00 | 2 | 6 | 86.2791 | 86.2791 | 86.2791 | 86.2791 | 31.2165
2018-03-09 03:00 | 3 | 6 | 86.0014 | 86.0014 | 86.0014 | 86.0014 | 31.116
2018-03-09 04:00 | 4 | 6 | 86.0533 | 86.0533 | 86.0533 | 86.0533 | 31.1348
2018-03-09 05:00 | 5 | 6 | 86.2257 | 86.2257 | 86.2257 | 86.2257 | 31.1972
2018-03-09 06:00 | 6 | 6 | 86.4332 | 86.4332 | 86.4332 | 86.4332 | 31.2722
2018-03-09 07:00 | 7 | 6 | 86.5873 | 86.5873 | 86.5873 | 86.5873 | 31.328
2018-03-09 08:00 | 8 | 6 | 86.3691 | 86.3691 | 86.3691 | 86.3691 | 31.249
2018-03-09 09:00 | 9 | 6 | 86.334 | 86.334 | 86.334 | 86.334 | 31.2363
2018-03-09 10:00 | 10 | 6 | 86.5126 | 86.5126 | 86.5126 | 86.5126 | 31.301
2018-03-09 11:00 | 11 | 6 | 86.5003 | 86.5003 | 86.5003 | 86.5003 | 31.2965
2018-03-09 12:00 | 12 | 6 | 86.7002 | 86.7002 | 86.7002 | 86.7002 | 31.3688
2018-03-09 13:00 | 13 | 6 | 86.363 | 86.363 | 86.363 | 86.363 | 31.2468
2018-03-09 14:00 | 14 | 6 | 86.4408 | 86.4408 | 86.4408 | 86.4408 | 31.275
2018-03-09 15:00 | 15 | 6 | 86.2943 | 86.2943 | 86.2943 | 86.2943 | 31.222
2018-03-09 16:00 | 16 | 6 | 86.3706 | 86.3706 | 86.3706 | 86.3706 | 31.2496
2018-03-09 17:00 | 17 | 6 | 86.2882 | 86.2882 | 86.2882 | 86.2882 | 31.2198
2018-03-09 18:00 | 18 | 6 | 86.1875 | 86.1875 | 86.1875 | 86.1875 | 31.1833
2018-03-09 19:00 | 19 | 6 | 86.099 | 86.099 | 86.099 | 86.099 | 31.1513
2018-03-09 20:00 | 20 | 6 | 86.1997 | 86.1997 | 86.1997 | 86.1997 | 31.1877
2018-03-09 21:00 | 21 | 6 | 86.3767 | 86.3767 | 86.3767 | 86.3767 | 31.2518
2018-03-09 22:00 | 22 | 6 | 86.3691 | 86.3691 | 86.3691 | 86.3691 | 31.249
2018-03-09 23:00 | 23 | 6 | 86.4012 | 86.4012 | 86.4012 | 86.4012 | 31.2607
2018-03-10 | 0 | 7 | 86.0121 | 86.0121 | 86.0121 | 86.0121 | 31.1199
2018-03-10 01:00 | 1 | 7 | 85.919 | 85.919 | 85.919 | 85.919 | 31.0862
2018-03-10 02:00 | 2 | 7 | 86.0533 | 86.0533 | 86.0533 | 86.0533 | 31.1348
2018-03-10 03:00 | 3 | 7 | 86.1677 | 86.1677 | 86.1677 | 86.1677 | 31.1762
2018-03-10 04:00 | 4 | 7 | 86.3081 | 86.3081 | 86.3081 | 86.3081 | 31.227
2018-03-10 05:00 | 5 | 7 | 86.2562 | 86.2562 | 86.2562 | 86.2562 | 31.2082
2018-03-10 06:00 | 6 | 7 | 86.1234 | 86.1234 | 86.1234 | 86.1234 | 31.1601
2018-03-10 07:00 | 7 | 7 | 86.1906 | 86.1906 | 86.1906 | 86.1906 | 31.1845
2018-03-10 08:00 | 8 | 7 | 86.36 | 86.36 | 86.36 | 86.36 | 31.2457
2018-03-10 09:00 | 9 | 7 | 86.4912 | 86.4912 | 86.4912 | 86.4912 | 31.2932
2018-03-10 10:00 | 10 | 7 | 86.1982 | 86.1982 | 86.1982 | 86.1982 | 31.1872
2018-03-10 11:00 | 11 | 7 | 86.1707 | 86.1707 | 86.1707 | 86.1707 | 31.1773
2018-03-10 12:00 | 12 | 7 | 86.5019 | 86.5019 | 86.5019 | 86.5019 | 31.2971
2018-03-10 13:00 | 13 | 7 | 86.6148 | 86.6148 | 86.6148 | 86.6148 | 31.3379
2018-03-10 14:00 | 14 | 7 | 86.4439 | 86.4439 | 86.4439 | 86.4439 | 31.2761
2018-03-10 15:00 | 15 | 7 | 86.5522 | 86.5522 | 86.5522 | 86.5522 | 31.3153
2018-03-10 16:00 | 16 | 7 | 86.5644 | 86.5644 | 86.5644 | 86.5644 | 31.3197
2018-03-10 17:00 | 17 | 7 | 86.7445 | 86.7445 | 86.7445 | 86.7445 | 31.3849
2018-03-10 18:00 | 18 | 7 | 86.4668 | 86.4668 | 86.4668 | 86.4668 | 31.2844
2018-03-10 19:00 | 19 | 7 | 86.3661 | 86.3661 | 86.3661 | 86.3661 | 31.248
2018-03-10 20:00 | 20 | 7 | 86.1173 | 86.1173 | 86.1173 | 86.1173 | 31.1579
2018-03-10 21:00 | 21 | 7 | 86.1555 | 86.1555 | 86.1555 | 86.1555 | 31.1718
2018-03-10 22:00 | 22 | 7 | 86.2211 | 86.2211 | 86.2211 | 86.2211 | 31.1955
2018-03-10 23:00 | 23 | 7 | 86.2226 | 86.2226 | 86.2226 | 86.2226 | 31.196
2018-03-11 | 0 | 1 | 86.2364 | 86.2364 | 86.2364 | 86.2364 | 31.201
2018-03-11 01:00 | 1 | 1 | 86.3188 | 86.3188 | 86.3188 | 86.3188 | 31.2308
2018-03-11 02:00 | 2 | 1 | 86.2119 | 86.2119 | 86.2119 | 86.2119 | 31.1922
2018-03-11 03:00 | 3 | 1 | 86.1845 | 86.1845 | 86.1845 | 86.1845 | 31.1822
2018-03-11 04:00 | 4 | 1 | 86.2455 | 86.2455 | 86.2455 | 86.2455 | 31.2043
2018-03-11 05:00 | 5 | 1 | 86.2333 | 86.2333 | 86.2333 | 86.2333 | 31.1999
2018-03-11 06:00 | 6 | 1 | 86.2776 | 86.2776 | 86.2776 | 86.2776 | 31.2159
2018-03-11 07:00 | 7 | 1 | 86.2867 | 86.2867 | 86.2867 | 86.2867 | 31.2192
2018-03-11 08:00 | 8 | 1 | 86.2989 | 86.2989 | 86.2989 | 86.2989 | 31.2236
2018-03-11 09:00 | 9 | 1 | 86.2867 | 86.2867 | 86.2867 | 86.2867 | 31.2192
2018-03-11 10:00 | 10 | 1 | 86.2882 | 86.2882 | 86.2882 | 86.2882 | 31.2198
2018-03-11 11:00 | 11 | 1 | 86.1845 | 86.1845 | 86.1845 | 86.1845 | 31.1822
2018-03-11 12:00 | 12 | 1 | 86.1418 | 86.1418 | 86.1418 | 86.1418 | 31.1668
2018-03-11 13:00 | 13 | 1 | 86.1479 | 86.1479 | 86.1479 | 86.1479 | 31.169
2018-03-11 14:00 | 14 | 1 | 86.1112 | 86.1112 | 86.1112 | 86.1112 | 31.1557
2018-03-11 15:00 | 15 | 1 | 86.2455 | 86.2455 | 86.2455 | 86.2455 | 31.2043
2018-03-11 16:00 | 16 | 1 | 86.3447 | 86.3447 | 86.3447 | 86.3447 | 31.2402
2018-03-11 17:00 | 17 | 1 | 86.4805 | 86.4805 | 86.4805 | 86.4805 | 31.2893
2018-03-11 18:00 | 18 | 1 | 86.4332 | 86.4332 | 86.4332 | 86.4332 | 31.2722
2018-03-11 19:00 | 19 | 1 | 85.6794 | 85.6794 | 85.6794 | 85.6794 | 30.9995
2018-03-11 20:00 | 20 | 1 | 86.3294 | 86.3294 | 86.3294 | 86.3294 | 31.2347
2018-03-11 21:00 | 21 | 1 | 86.3569 | 86.3569 | 86.3569 | 86.3569 | 31.2446
2018-03-11 22:00 | 22 | 1 | 86.4881 | 86.4881 | 86.4881 | 86.4881 | 31.2921
2018-03-11 23:00 | 23 | 1 | 86.4332 | 86.4332 | 86.4332 | 86.4332 | 31.2722
2018-03-12 | 0 | 2 | 86.4088 | 86.4088 | 86.4088 | 86.4088 | 31.2634
2018-03-12 01:00 | 1 | 2 | 86.0426 | 86.0426 | 86.0426 | 86.0426 | 31.1309
2018-03-12 02:00 | 2 | 2 | 86.392 | 86.392 | 86.392 | 86.392 | 31.2573
2018-03-12 03:00 | 3 | 2 | 86.2776 | 86.2776 | 86.2776 | 86.2776 | 31.2159
2018-03-12 04:00 | 4 | 2 | 86.5034 | 86.5034 | 86.5034 | 86.5034 | 31.2976
2018-03-12 05:00 | 5 | 2 | 86.3661 | 86.3661 | 86.3661 | 86.3661 | 31.248
2018-03-12 06:00 | 6 | 2 | 86.2898 | 86.2898 | 86.2898 | 86.2898 | 31.2203
2018-03-12 07:00 | 7 | 2 | 86.2043 | 86.2043 | 86.2043 | 86.2043 | 31.1894
2018-03-12 08:00 | 8 | 2 | 86.3355 | 86.3355 | 86.3355 | 86.3355 | 31.2369
2018-03-12 09:00 | 9 | 2 | 86.3798 | 86.3798 | 86.3798 | 86.3798 | 31.2529
2018-03-12 10:00 | 10 | 2 | 86.2272 | 86.2272 | 86.2272 | 86.2272 | 31.1977
2018-03-12 11:00 | 11 | 2 | 86.2119 | 86.2119 | 86.2119 | 86.2119 | 31.1922
2018-03-12 12:00 | 12 | 2 | 86.389 | 86.389 | 86.389 | 86.389 | 31.2562
2018-03-12 13:00 | 13 | 2 | 86.4027 | 86.4027 | 86.4027 | 86.4027 | 31.2612
2018-03-12 14:00 | 14 | 2 | 86.3783 | 86.3783 | 86.3783 | 86.3783 | 31.2524
2018-03-12 15:00 | 15 | 2 | 86.3355 | 86.3355 | 86.3355 | 86.3355 | 31.2369
2018-03-12 16:00 | 16 | 2 | 86.3493 | 86.3493 | 86.3493 | 86.3493 | 31.2419
2018-03-12 17:00 | 17 | 2 | 86.244 | 86.244 | 86.244 | 86.244 | 31.2038
2018-03-12 18:00 | 18 | 2 | 86.3142 | 86.3142 | 86.3142 | 86.3142 | 31.2292
2018-03-12 19:00 | 19 | 2 | 86.2089 | 86.2089 | 86.2089 | 86.2089 | 31.1911
2018-03-12 20:00 | 20 | 2 | 86.2181 | 86.2181 | 86.2181 | 86.2181 | 31.1944
2018-03-12 21:00 | 21 | 2 | 86.1494 | 86.1494 | 86.1494 | 86.1494 | 31.1696
2018-03-12 22:00 | 22 | 2 | 86.2593 | 86.2593 | 86.2593 | 86.2593 | 31.2093
2018-03-12 23:00 | 23 | 2 | 86.4424 | 86.4424 | 86.4424 | 86.4424 | 31.2756
2018-03-13 | 0 | 3 | 86.4637 | 86.4637 | 86.4637 | 86.4637 | 31.2833
2018-03-13 01:00 | 1 | 3 | 86.5629 | 86.5629 | 86.5629 | 86.5629 | 31.3192
2018-03-13 02:00 | 2 | 3 | 86.3706 | 86.3706 | 86.3706 | 86.3706 | 31.2496
2018-03-13 03:00 | 3 | 3 | 86.3523 | 86.3523 | 86.3523 | 86.3523 | 31.243
2018-03-13 04:00 | 4 | 3 | 86.3676 | 86.3676 | 86.3676 | 86.3676 | 31.2485
2018-03-13 05:00 | 5 | 3 | 86.4027 | 86.4027 | 86.4027 | 86.4027 | 31.2612
2018-03-13 06:00 | 6 | 3 | 86.4652 | 86.4652 | 86.4652 | 86.4652 | 31.2838
2018-03-13 07:00 | 7 | 3 | 86.4012 | 86.4012 | 86.4012 | 86.4012 | 31.2607
2018-03-13 08:00 | 8 | 3 | 86.4515 | 86.4515 | 86.4515 | 86.4515 | 31.2789
2018-03-13 09:00 | 9 | 3 | 86.2028 | 86.2028 | 86.2028 | 86.2028 | 31.1889
2018-03-13 10:00 | 10 | 3 | 86.2715 | 86.2715 | 86.2715 | 86.2715 | 31.2137
2018-03-13 11:00 | 11 | 3 | 86.7567 | 86.7567 | 86.7567 | 86.7567 | 31.3893
2018-03-13 12:00 | 12 | 3 | 86.6194 | 86.6194 | 86.6194 | 86.6194 | 31.3396
2018-03-13 13:00 | 13 | 3 | 86.6377 | 86.6377 | 86.6377 | 86.6377 | 31.3462
2018-03-13 14:00 | 14 | 3 | 86.8757 | 86.8757 | 86.8757 | 86.8757 | 31.4323
2018-03-13 15:00 | 15 | 3 | 86.7994 | 86.7994 | 86.7994 | 86.7994 | 31.4047
2018-03-13 16:00 | 16 | 3 | 86.7674 | 86.7674 | 86.7674 | 86.7674 | 31.3931
2018-03-13 17:00 | 17 | 3 | 86.7384 | 86.7384 | 86.7384 | 86.7384 | 31.3827
2018-03-13 18:00 | 18 | 3 | 86.7124 | 86.7124 | 86.7124 | 86.7124 | 31.3732
2018-03-13 19:00 | 19 | 3 | 86.8376 | 86.8376 | 86.8376 | 86.8376 | 31.4185
2018-03-13 20:00 | 20 | 3 | 86.627 | 86.627 | 86.627 | 86.627 | 31.3423
2018-03-13 21:00 | 21 | 3 | 86.6239 | 86.6239 | 86.6239 | 86.6239 | 31.3412
2018-03-13 22:00 | 22 | 3 | 86.714 | 86.714 | 86.714 | 86.714 | 31.3738
2018-03-13 23:00 | 23 | 3 | 86.8971 | 86.8971 | 86.8971 | 86.8971 | 31.4401
2018-03-14 | 0 | 4 | 0 | 0 | 0 | 0 | 0
2018-03-14 01:00 | 1 | 4 | 0 | 0 | 0 | 0 | 0
2018-03-14 02:00 | 2 | 4 | 0 | 0 | 0 | 0 | 0
2018-03-14 03:00 | 3 | 4 | 0 | 0 | 0 | 0 | 0
2018-03-14 04:00 | 4 | 4 | 0 | 0 | 0 | 0 | 0
2018-03-14 05:00 | 5 | 4 | 0 | 0 | 0 | 0 | 0
2018-03-14 06:00 | 6 | 4 | 0 | 0 | 0 | 0 | 0
2018-03-14 07:00 | 7 | 4 | 0 | 0 | 0 | 0 | 0
2018-03-14 08:00 | 8 | 4 | 0 | 0 | 0 | 0 | 0
2018-03-14 09:00 | 9 | 4 | 0 | 0 | 0 | 0 | 0
2018-03-14 10:00 | 10 | 4 | 0 | 0 | 0 | 0 | 0
2018-03-14 11:00 | 11 | 4 | 0 | 0 | 0 | 0 | 0
2018-03-14 12:00 | 12 | 4 | 0 | 0 | 0 | 0 | 0
2018-03-14 13:00 | 13 | 4 | 0 | 0 | 0 | 0 | 0
2018-03-14 14:00 | 14 | 4 | 0 | 0 | 0 | 0 | 0
2018-03-14 15:00 | 15 | 4 | 0 | 0 | 0 | 0 | 0
2018-03-14 16:00 | 16 | 4 | 0 | 0 | 0 | 0 | 0
2018-03-14 17:00 | 17 | 4 | 0 | 0 | 0 | 0 | 0
2018-03-14 18:00 | 18 | 4 | 0 | 0 | 0 | 0 | 0
2018-03-14 19:00 | 19 | 4 | 0 | 0 | 0 | 0 | 0
2018-03-14 20:00 | 20 | 4 | 0 | 0 | 0 | 0 | 0
2018-03-14 21:00 | 21 | 4 | 0 | 0 | 0 | 0 | 0
2018-03-14 22:00 | 22 | 4 | 0 | 0 | 0 | 0 | 0
2018-03-14 23:00 | 23 | 4 | 0 | 0 | 0 | 0 | 0
2018-03-15 | 0 | 5 | 86.5492 | 86.5492 | 86.5492 | 86.5492 | 31.3142
2018-03-15 01:00 | 1 | 5 | 86.7201 | 86.7201 | 86.7201 | 86.7201 | 31.376
2018-03-15 02:00 | 2 | 5 | 86.5095 | 86.5095 | 86.5095 | 86.5095 | 31.2998
2018-03-15 03:00 | 3 | 5 | 86.4576 | 86.4576 | 86.4576 | 86.4576 | 31.2811
2018-03-15 04:00 | 4 | 5 | 86.6316 | 86.6316 | 86.6316 | 86.6316 | 31.344
2018-03-15 05:00 | 5 | 5 | 86.569 | 86.569 | 86.569 | 86.569 | 31.3214
2018-03-15 06:00 | 6 | 5 | 86.6468 | 86.6468 | 86.6468 | 86.6468 | 31.3495
2018-03-15 07:00 | 7 | 5 | 86.6361 | 86.6361 | 86.6361 | 86.6361 | 31.3456
2018-03-15 08:00 | 8 | 5 | 86.6819 | 86.6819 | 86.6819 | 86.6819 | 31.3622
2018-03-15 09:00 | 9 | 5 | 86.7094 | 86.7094 | 86.7094 | 86.7094 | 31.3722
2018-03-15 10:00 | 10 | 5 | 86.7933 | 86.7933 | 86.7933 | 86.7933 | 31.4025
2018-03-15 11:00 | 11 | 5 | 86.8009 | 86.8009 | 86.8009 | 86.8009 | 31.4053
2018-03-15 12:00 | 12 | 5 | 86.6728 | 86.6728 | 86.6728 | 86.6728 | 31.3589
2018-03-15 13:00 | 13 | 5 | 86.6316 | 86.6316 | 86.6316 | 86.6316 | 31.344
2018-03-15 14:00 | 14 | 5 | 86.6316 | 86.6316 | 86.6316 | 86.6316 | 31.344
2018-03-15 15:00 | 15 | 5 | 86.6636 | 86.6636 | 86.6636 | 86.6636 | 31.3556
2018-03-15 16:00 | 16 | 5 | 86.5568 | 86.5568 | 86.5568 | 86.5568 | 31.317
2018-03-15 17:00 | 17 | 5 | 86.6865 | 86.6865 | 86.6865 | 86.6865 | 31.3639
2018-03-15 18:00 | 18 | 5 | 86.7262 | 86.7262 | 86.7262 | 86.7262 | 31.3782
2018-03-15 19:00 | 19 | 5 | 86.5187 | 86.5187 | 86.5187 | 86.5187 | 31.3032
2018-03-15 20:00 | 20 | 5 | 86.5766 | 86.5766 | 86.5766 | 86.5766 | 31.3241
2018-03-15 21:00 | 21 | 5 | 86.6194 | 86.6194 | 86.6194 | 86.6194 | 31.3396
2018-03-15 22:00 | 22 | 5 | 86.6743 | 86.6743 | 86.6743 | 86.6743 | 31.3595
2018-03-15 23:00 | 23 | 5 | 86.5644 | 86.5644 | 86.5644 | 86.5644 | 31.3197
2018-03-16 | 0 | 6 | 86.2226 | 86.2226 | 86.2226 | 86.2226 | 31.196
2018-03-16 01:00 | 1 | 6 | 86.1128 | 86.1128 | 86.1128 | 86.1128 | 31.1563
2018-03-16 02:00 | 2 | 6 | 86.2791 | 86.2791 | 86.2791 | 86.2791 | 31.2165
2018-03-16 03:00 | 3 | 6 | 86.0014 | 86.0014 | 86.0014 | 86.0014 | 31.116
2018-03-16 04:00 | 4 | 6 | 86.0533 | 86.0533 | 86.0533 | 86.0533 | 31.1348
2018-03-16 05:00 | 5 | 6 | 86.2257 | 86.2257 | 86.2257 | 86.2257 | 31.1972
2018-03-16 06:00 | 6 | 6 | 86.4332 | 86.4332 | 86.4332 | 86.4332 | 31.2722
2018-03-16 07:00 | 7 | 6 | 86.5873 | 86.5873 | 86.5873 | 86.5873 | 31.328
2018-03-16 08:00 | 8 | 6 | 86.3691 | 86.3691 | 86.3691 | 86.3691 | 31.249
2018-03-16 09:00 | 9 | 6 | 86.334 | 86.334 | 86.334 | 86.334 | 31.2363
2018-03-16 10:00 | 10 | 6 | 86.5126 | 86.5126 | 86.5126 | 86.5126 | 31.301
2018-03-16 11:00 | 11 | 6 | 86.5003 | 86.5003 | 86.5003 | 86.5003 | 31.2965
2018-03-16 12:00 | 12 | 6 | 86.7002 | 86.7002 | 86.7002 | 86.7002 | 31.3688
2018-03-16 13:00 | 13 | 6 | 86.363 | 86.363 | 86.363 | 86.363 | 31.2468
2018-03-16 14:00 | 14 | 6 | 86.4408 | 86.4408 | 86.4408 | 86.4408 | 31.275
2018-03-16 15:00 | 15 | 6 | 86.2943 | 86.2943 | 86.2943 | 86.2943 | 31.222
2018-03-16 16:00 | 16 | 6 | 86.3706 | 86.3706 | 86.3706 | 86.3706 | 31.2496
2018-03-16 17:00 | 17 | 6 | 86.2882 | 86.2882 | 86.2882 | 86.2882 | 31.2198
2018-03-16 18:00 | 18 | 6 | 86.1875 | 86.1875 | 86.1875 | 86.1875 | 31.1833
2018-03-16 19:00 | 19 | 6 | 86.099 | 86.099 | 86.099 | 86.099 | 31.1513
2018-03-16 20:00 | 20 | 6 | 86.1997 | 86.1997 | 86.1997 | 86.1997 | 31.1877
2018-03-16 21:00 | 21 | 6 | 86.3767 | 86.3767 | 86.3767 | 86.3767 | 31.2518
2018-03-16 22:00 | 22 | 6 | 86.3691 | 86.3691 | 86.3691 | 86.3691 | 31.249
2018-03-16 23:00 | 23 | 6 | 86.4012 | 86.4012 | 86.4012 | 86.4012 | 31.2607
2018-03-17 | 0 | 7 | 86.0121 | 86.0121 | 86.0121 | 86.0121 | 31.1199
2018-03-17 01:00 | 1 | 7 | 85.919 | 85.919 | 85.919 | 85.919 | 31.0862
2018-03-17 02:00 | 2 | 7 | 86.0533 | 86.0533 | 86.0533 | 86.0533 | 31.1348
2018-03-17 03:00 | 3 | 7 | 86.1677 | 86.1677 | 86.1677 | 86.1677 | 31.1762
2018-03-17 04:00 | 4 | 7 | 86.3081 | 86.3081 | 86.3081 | 86.3081 | 31.227
2018-03-17 05:00 | 5 | 7 | 86.2562 | 86.2562 | 86.2562 | 86.2562 | 31.2082
2018-03-17 06:00 | 6 | 7 | 86.1234 | 86.1234 | 86.1234 | 86.1234 | 31.1601
2018-03-17 07:00 | 7 | 7 | 86.1906 | 86.1906 | 86.1906 | 86.1906 | 31.1845
2018-03-17 08:00 | 8 | 7 | 86.36 | 86.36 | 86.36 | 86.36 | 31.2457
2018-03-17 09:00 | 9 | 7 | 86.4912 | 86.4912 | 86.4912 | 86.4912 | 31.2932
2018-03-17 10:00 | 10 | 7 | 86.1982 | 86.1982 | 86.1982 | 86.1982 | 31.1872
2018-03-17 11:00 | 11 | 7 | 86.1707 | 86.1707 | 86.1707 | 86.1707 | 31.1773
2018-03-17 12:00 | 12 | 7 | 86.5019 | 86.5019 | 86.5019 | 86.5019 | 31.2971
2018-03-17 13:00 | 13 | 7 | 86.6148 | 86.6148 | 86.6148 | 86.6148 | 31.3379
2018-03-17 14:00 | 14 | 7 | 86.4439 | 86.4439 | 86.4439 | 86.4439 | 31.2761
2018-03-17 15:00 | 15 | 7 | 86.5522 | 86.5522 | 86.5522 | 86.5522 | 31.3153
2018-03-17 16:00 | 16 | 7 | 86.5644 | 86.5644 | 86.5644 | 86.5644 | 31.3197
2018-03-17 17:00 | 17 | 7 | 86.7445 | 86.7445 | 86.7445 | 86.7445 | 31.3849
2018-03-17 18:00 | 18 | 7 | 86.4668 | 86.4668 | 86.4668 | 86.4668 | 31.2844
2018-03-17 19:00 | 19 | 7 | 86.3661 | 86.3661 | 86.3661 | 86.3661 | 31.248
2018-03-17 20:00 | 20 | 7 | 86.1173 | 86.1173 | 86.1173 | 86.1173 | 31.1579
2018-03-17 21:00 | 21 | 7 | 86.1555 | 86.1555 | 86.1555 | 86.1555 | 31.1718
2018-03-17 22:00 | 22 | 7 | 86.2211 | 86.2211 | 86.2211 | 86.2211 | 31.1955
2018-03-17 23:00 | 23 | 7 | 86.2226 | 86.2226 | 86.2226 | 86.2226 | 31.196
2018-03-18 | 0 | 1 | 86.2364 | 86.2364 | 86.2364 | 86.2364 | 31.201
2018-03-18 01:00 | 1 | 1 | 86.3188 | 86.3188 | 86.3188 | 86.3188 | 31.2308
2018-03-18 02:00 | 2 | 1 | 86.2119 | 86.2119 | 86.2119 | 86.2119 | 31.1922
2018-03-18 03:00 | 3 | 1 | 86.1845 | 86.1845 | 86.1845 | 86.1845 | 31.1822
2018-03-18 04:00 | 4 | 1 | 86.2455 | 86.2455 | 86.2455 | 86.2455 | 31.2043
2018-03-18 05:00 | 5 | 1 | 86.2333 | 86.2333 | 86.2333 | 86.2333 | 31.1999
2018-03-18 06:00 | 6 | 1 | 86.2776 | 86.2776 | 86.2776 | 86.2776 | 31.2159
2018-03-18 07:00 | 7 | 1 | 86.2867 | 86.2867 | 86.2867 | 86.2867 | 31.2192
2018-03-18 08:00 | 8 | 1 | 86.2989 | 86.2989 | 86.2989 | 86.2989 | 31.2236
2018-03-18 09:00 | 9 | 1 | 86.2867 | 86.2867 | 86.2867 | 86.2867 | 31.2192
2018-03-18 10:00 | 10 | 1 | 86.2882 | 86.2882 | 86.2882 | 86.2882 | 31.2198
2018-03-18 11:00 | 11 | 1 | 86.1845 | 86.1845 | 86.1845 | 86.1845 | 31.1822
2018-03-18 12:00 | 12 | 1 | 86.1418 | 86.1418 | 86.1418 | 86.1418 | 31.1668
2018-03-18 13:00 | 13 | 1 | 86.1479 | 86.1479 | 86.1479 | 86.1479 | 31.169
2018-03-18 14:00 | 14 | 1 | 86.1112 | 86.1112 | 86.1112 | 86.1112 | 31.1557
2018-03-18 15:00 | 15 | 1 | 86.2455 | 86.2455 | 86.2455 | 86.2455 | 31.2043
2018-03-18 16:00 | 16 | 1 | 86.3447 | 86.3447 | 86.3447 | 86.3447 | 31.2402
2018-03-18 17:00 | 17 | 1 | 86.4805 | 86.4805 | 86.4805 | 86.4805 | 31.2893
2018-03-18 18:00 | 18 | 1 | 86.4332 | 86.4332 | 86.4332 | 86.4332 | 31.2722
2018-03-18 19:00 | 19 | 1 | 85.6794 | 85.6794 | 85.6794 | 85.6794 | 30.9995
2018-03-18 20:00 | 20 | 1 | 86.3294 | 86.3294 | 86.3294 | 86.3294 | 31.2347
2018-03-18 21:00 | 21 | 1 | 86.3569 | 86.3569 | 86.3569 | 86.3569 | 31.2446
2018-03-18 22:00 | 22 | 1 | 86.4881 | 86.4881 | 86.4881 | 86.4881 | 31.2921
2018-03-18 23:00 | 23 | 1 | 86.4332 | 86.4332 | 86.4332 | 86.4332 | 31.2722
2018-03-19 | 0 | 2 | 86.4088 | 86.4088 | 86.4088 | 86.4088 | 31.2634
2018-03-19 01:00 | 1 | 2 | 86.0426 | 86.0426 | 86.0426 | 86.0426 | 31.1309
2018-03-19 02:00 | 2 | 2 | 86.392 | 86.392 | 86.392 | 86.392 | 31.2573
2018-03-19 03:00 | 3 | 2 | 86.2776 | 86.2776 | 86.2776 | 86.2776 | 31.2159
2018-03-19 04:00 | 4 | 2 | 86.5034 | 86.5034 | 86.5034 | 86.5034 | 31.2976
2018-03-19 05:00 | 5 | 2 | 86.3661 | 86.3661 | 86.3661 | 86.3661 | 31.248
2018-03-19 06:00 | 6 | 2 | 86.2898 | 86.2898 | 86.2898 | 86.2898 | 31.2203
2018-03-19 07:00 | 7 | 2 | 86.2043 | 86.2043 | 86.2043 | 86.2043 | 31.1894
2018-03-19 08:00 | 8 | 2 | 86.3355 | 86.3355 | 86.3355 | 86.3355 | 31.2369
2018-03-19 09:00 | 9 | 2 | 86.3798 | 86.3798 | 86.3798 | 86.3798 | 31.2529
2018-03-19 10:00 | 10 | 2 | 86.2272 | 86.2272 | 86.2272 | 86.2272 | 31.1977
2018-03-19 11:00 | 11 | 2 | 86.2119 | 86.2119 | 86.2119 | 86.2119 | 31.1922
2018-03-19 12:00 | 12 | 2 | 86.389 | 86.389 | 86.389 | 86.389 | 31.2562
2018-03-19 13:00 | 13 | 2 | 86.4027 | 86.4027 | 86.4027 | 86.4027 | 31.2612
2018-03-19 14:00 | 14 | 2 | 86.3783 | 86.3783 | 86.3783 | 86.3783 | 31.2524
2018-03-19 15:00 | 15 | 2 | 86.3355 | 86.3355 | 86.3355 | 86.3355 | 31.2369
2018-03-19 16:00 | 16 | 2 | 86.3493 | 86.3493 | 86.3493 | 86.3493 | 31.2419
2018-03-19 17:00 | 17 | 2 | 86.244 | 86.244 | 86.244 | 86.244 | 31.2038
2018-03-19 18:00 | 18 | 2 | 86.3142 | 86.3142 | 86.3142 | 86.3142 | 31.2292
2018-03-19 19:00 | 19 | 2 | 86.2089 | 86.2089 | 86.2089 | 86.2089 | 31.1911
2018-03-19 20:00 | 20 | 2 | 86.2181 | 86.2181 | 86.2181 | 86.2181 | 31.1944
2018-03-19 21:00 | 21 | 2 | 86.1494 | 86.1494 | 86.1494 | 86.1494 | 31.1696
2018-03-19 22:00 | 22 | 2 | 86.2593 | 86.2593 | 86.2593 | 86.2593 | 31.2093
2018-03-19 23:00 | 23 | 2 | 86.4424 | 86.4424 | 86.4424 | 86.4424 | 31.2756
2018-03-20 | 0 | 3 | 86.4637 | 86.4637 | 86.4637 | 86.4637 | 31.2833
2018-03-20 01:00 | 1 | 3 | 86.5629 | 86.5629 | 86.5629 | 86.5629 | 31.3192
2018-03-20 02:00 | 2 | 3 | 86.3706 | 86.3706 | 86.3706 | 86.3706 | 31.2496
2018-03-20 03:00 | 3 | 3 | 86.3523 | 86.3523 | 86.3523 | 86.3523 | 31.243
2018-03-20 04:00 | 4 | 3 | 86.3676 | 86.3676 | 86.3676 | 86.3676 | 31.2485
2018-03-20 05:00 | 5 | 3 | 86.4027 | 86.4027 | 86.4027 | 86.4027 | 31.2612
2018-03-20 06:00 | 6 | 3 | 86.4652 | 86.4652 | 86.4652 | 86.4652 | 31.2838
2018-03-20 07:00 | 7 | 3 | 86.4012 | 86.4012 | 86.4012 | 86.4012 | 31.2607
2018-03-20 08:00 | 8 | 3 | 86.4515 | 86.4515 | 86.4515 | 86.4515 | 31.2789
2018-03-20 09:00 | 9 | 3 | 86.2028 | 86.2028 | 86.2028 | 86.2028 | 31.1889
2018-03-20 10:00 | 10 | 3 | 86.2715 | 86.2715 | 86.2715 | 86.2715 | 31.2137
2018-03-20 11:00 | 11 | 3 | 86.7567 | 86.7567 | 86.7567 | 86.7567 | 31.3893
2018-03-20 12:00 | 12 | 3 | 86.6194 | 86.6194 | 86.6194 | 86.6194 | 31.3396
2018-03-20 13:00 | 13 | 3 | 86.6377 | 86.6377 | 86.6377 | 86.6377 | 31.3462
2018-03-20 14:00 | 14 | 3 | 86.8757 | 86.8757 | 86.8757 | 86.8757 | 31.4323
2018-03-20 15:00 | 15 | 3 | 86.7994 | 86.7994 | 86.7994 | 86.7994 | 31.4047
2018-03-20 16:00 | 16 | 3 | 86.7674 | 86.7674 | 86.7674 | 86.7674 | 31.3931
2018-03-20 17:00 | 17 | 3 | 86.7384 | 86.7384 | 86.7384 | 86.7384 | 31.3827
2018-03-20 18:00 | 18 | 3 | 86.7124 | 86.7124 | 86.7124 | 86.7124 | 31.3732
2018-03-20 19:00 | 19 | 3 | 86.8376 | 86.8376 | 86.8376 | 86.8376 | 31.4185
2018-03-20 20:00 | 20 | 3 | 86.627 | 86.627 | 86.627 | 86.627 | 31.3423
2018-03-20 21:00 | 21 | 3 | 86.6239 | 86.6239 | 86.6239 | 86.6239 | 31.3412
2018-03-20 22:00 | 22 | 3 | 86.714 | 86.714 | 86.714 | 86.714 | 31.3738
2018-03-20 23:00 | 23 | 3 | 86.8971 | 86.8971 | 86.8971 | 86.8971 | 31.4401
2018-03-21 | 0 | 4 | 0 | 0 | 0 | 0 | 0
2018-03-21 01:00 | 1 | 4 | 0 | 0 | 0 | 0 | 0
2018-03-21 02:00 | 2 | 4 | 0 | 0 | 0 | 0 | 0
2018-03-21 03:00 | 3 | 4 | 0 | 0 | 0 | 0 | 0
2018-03-21 04:00 | 4 | 4 | 0 | 0 | 0 | 0 | 0
2018-03-21 05:00 | 5 | 4 | 0 | 0 | 0 | 0 | 0
2018-03-21 06:00 | 6 | 4 | 0 | 0 | 0 | 0 | 0
2018-03-21 07:00 | 7 | 4 | 0 | 0 | 0 | 0 | 0
2018-03-21 08:00 | 8 | 4 | 0 | 0 | 0 | 0 | 0
2018-03-21 09:00 | 9 | 4 | 0 | 0 | 0 | 0 | 0
2018-03-21 10:00 | 10 | 4 | 0 | 0 | 0 | 0 | 0
2018-03-21 11:00 | 11 | 4 | 0 | 0 | 0 | 0 | 0
2018-03-21 12:00 | 12 | 4 | 0 | 0 | 0 | 0 | 0
2018-03-21 13:00 | 13 | 4 | 0 | 0 | 0 | 0 | 0
2018-03-21 14:00 | 14 | 4 | 0 | 0 | 0 | 0 | 0
2018-03-21 15:00 | 15 | 4 | 0 | 0 | 0 | 0 | 0
2018-03-21 16:00 | 16 | 4 | 0 | 0 | 0 | 0 | 0
2018-03-21 17:00 | 17 | 4 | 0 | 0 | 0 | 0 | 0
2018-03-21 18:00 | 18 | 4 | 0 | 0 | 0 | 0 | 0
2018-03-21 19:00 | 19 | 4 | 0 | 0 | 0 | 0 | 0
2018-03-21 20:00 | 20 | 4 | 0 | 0 | 0 | 0 | 0
2018-03-21 21:00 | 21 | 4 | 0 | 0 | 0 | 0 | 0
2018-03-21 22:00 | 22 | 4 | 0 | 0 | 0 | 0 | 0
2018-03-21 23:00 | 23 | 4 | 0 | 0 | 0 | 0 | 0
2018-03-22 | 0 | 5 | 86.5492 | 86.5492 | 86.5492 | 86.5492 | 31.3142
2018-03-22 01:00 | 1 | 5 | 86.7201 | 86.7201 | 86.7201 | 86.7201 | 31.376
2018-03-22 02:00 | 2 | 5 | 86.5095 | 86.5095 | 86.5095 | 86.5095 | 31.2998
2018-03-22 03:00 | 3 | 5 | 86.4576 | 86.4576 | 86.4576 | 86.4576 | 31.2811
2018-03-22 04:00 | 4 | 5 | 86.6316 | 86.6316 | 86.6316 | 86.6316 | 31.344
2018-03-22 05:00 | 5 | 5 | 86.569 | 86.569 | 86.569 | 86.569 | 31.3214
2018-03-22 06:00 | 6 | 5 | 86.6468 | 86.6468 | 86.6468 | 86.6468 | 31.3495
2018-03-22 07:00 | 7 | 5 | 86.6361 | 86.6361 | 86.6361 | 86.6361 | 31.3456
2018-03-22 08:00 | 8 | 5 | 86.6819 | 86.6819 | 86.6819 | 86.6819 | 31.3622
2018-03-22 09:00 | 9 | 5 | 86.7094 | 86.7094 | 86.7094 | 86.7094 | 31.3722
2018-03-22 10:00 | 10 | 5 | 86.7933 | 86.7933 | 86.7933 | 86.7933 | 31.4025
2018-03-22 11:00 | 11 | 5 | 86.8009 | 86.8009 | 86.8009 | 86.8009 | 31.4053
2018-03-22 12:00 | 12 | 5 | 86.6728 | 86.6728 | 86.6728 | 86.6728 | 31.3589
2018-03-22 13:00 | 13 | 5 | 86.6316 | 86.6316 | 86.6316 | 86.6316 | 31.344
2018-03-22 14:00 | 14 | 5 | 86.6316 | 86.6316 | 86.6316 | 86.6316 | 31.344
2018-03-22 15:00 | 15 | 5 | 86.6636 | 86.6636 | 86.6636 | 86.6636 | 31.3556
2018-03-22 16:00 | 16 | 5 | 86.5568 | 86.5568 | 86.5568 | 86.5568 | 31.317
2018-03-22 17:00 | 17 | 5 | 86.6865 | 86.6865 | 86.6865 | 86.6865 | 31.3639
2018-03-22 18:00 | 18 | 5 | 86.7262 | 86.7262 | 86.7262 | 86.7262 | 31.3782
2018-03-22 19:00 | 19 | 5 | 86.5187 | 86.5187 | 86.5187 | 86.5187 | 31.3032
2018-03-22 20:00 | 20 | 5 | 86.5766 | 86.5766 | 86.5766 | 86.5766 | 31.3241
2018-03-22 21:00 | 21 | 5 | 86.6194 | 86.6194 | 86.6194 | 86.6194 | 31.3396
2018-03-22 22:00 | 22 | 5 | 86.6743 | 86.6743 | 86.6743 | 86.6743 | 31.3595
2018-03-22 23:00 | 23 | 5 | 86.5644 | 86.5644 | 86.5644 | 86.5644 | 31.3197
2018-03-23 | 0 | 6 | 86.2226 | 86.2226 | 86.2226 | 86.2226 | 31.196
2018-03-23 01:00 | 1 | 6 | 86.1128 | 86.1128 | 86.1128 | 86.1128 | 31.1563
2018-03-23 02:00 | 2 | 6 | 86.2791 | 86.2791 | 86.2791 | 86.2791 | 31.2165
2018-03-23 03:00 | 3 | 6 | 86.0014 | 86.0014 | 86.0014 | 86.0014 | 31.116
2018-03-23 04:00 | 4 | 6 | 86.0533 | 86.0533 | 86.0533 | 86.0533 | 31.1348
2018-03-23 05:00 | 5 | 6 | 86.2257 | 86.2257 | 86.2257 | 86.2257 | 31.1972
2018-03-23 06:00 | 6 | 6 | 86.4332 | 86.4332 | 86.4332 | 86.4332 | 31.2722
2018-03-23 07:00 | 7 | 6 | 86.5873 | 86.5873 | 86.5873 | 86.5873 | 31.328
2018-03-23 08:00 | 8 | 6 | 86.3691 | 86.3691 | 86.3691 | 86.3691 | 31.249
2018-03-23 09:00 | 9 | 6 | 86.334 | 86.334 | 86.334 | 86.334 | 31.2363
2018-03-23 10:00 | 10 | 6 | 86.5126 | 86.5126 | 86.5126 | 86.5126 | 31.301
2018-03-23 11:00 | 11 | 6 | 86.5003 | 86.5003 | 86.5003 | 86.5003 | 31.2965
2018-03-23 12:00 | 12 | 6 | 86.7002 | 86.7002 | 86.7002 | 86.7002 | 31.3688
2018-03-23 13:00 | 13 | 6 | 86.363 | 86.363 | 86.363 | 86.363 | 31.2468
2018-03-23 14:00 | 14 | 6 | 86.4408 | 86.4408 | 86.4408 | 86.4408 | 31.275
2018-03-23 15:00 | 15 | 6 | 86.2943 | 86.2943 | 86.2943 | 86.2943 | 31.222
2018-03-23 16:00 | 16 | 6 | 86.3706 | 86.3706 | 86.3706 | 86.3706 | 31.2496
2018-03-23 17:00 | 17 | 6 | 86.2882 | 86.2882 | 86.2882 | 86.2882 | 31.2198
2018-03-23 18:00 | 18 | 6 | 86.1875 | 86.1875 | 86.1875 | 86.1875 | 31.1833
2018-03-23 19:00 | 19 | 6 | 86.099 | 86.099 | 86.099 | 86.099 | 31.1513
2018-03-23 20:00 | 20 | 6 | 86.1997 | 86.1997 | 86.1997 | 86.1997 | 31.1877
2018-03-23 21:00 | 21 | 6 | 86.3767 | 86.3767 | 86.3767 | 86.3767 | 31.2518
2018-03-23 22:00 | 22 | 6 | 86.3691 | 86.3691 | 86.3691 | 86.3691 | 31.249
2018-03-23 23:00 | 23 | 6 | 86.4012 | 86.4012 | 86.4012 | 86.4012 | 31.2607
2018-03-24 | 0 | 7 | 86.0121 | 86.0121 | 86.0121 | 86.0121 | 31.1199
2018-03-24 01:00 | 1 | 7 | 85.919 | 85.919 | 85.919 | 85.919 | 31.0862
2018-03-24 02:00 | 2 | 7 | 86.0533 | 86.0533 | 86.0533 | 86.0533 | 31.1348
2018-03-24 03:00 | 3 | 7 | 86.1677 | 86.1677 | 86.1677 | 86.1677 | 31.1762
2018-03-24 04:00 | 4 | 7 | 86.3081 | 86.3081 | 86.3081 | 86.3081 | 31.227
2018-03-24 05:00 | 5 | 7 | 86.2562 | 86.2562 | 86.2562 | 86.2562 | 31.2082
2018-03-24 06:00 | 6 | 7 | 86.1234 | 86.1234 | 86.1234 | 86.1234 | 31.1601
2018-03-24 07:00 | 7 | 7 | 86.1906 | 86.1906 | 86.1906 | 86.1906 | 31.1845
2018-03-24 08:00 | 8 | 7 | 86.36 | 86.36 | 86.36 | 86.36 | 31.2457
2018-03-24 09:00 | 9 | 7 | 86.4912 | 86.4912 | 86.4912 | 86.4912 | 31.2932
2018-03-24 10:00 | 10 | 7 | 86.1982 | 86.1982 | 86.1982 | 86.1982 | 31.1872
2018-03-24 11:00 | 11 | 7 | 86.1707 | 86.1707 | 86.1707 | 86.1707 | 31.1773
2018-03-24 12:00 | 12 | 7 | 86.5019 | 86.5019 | 86.5019 | 86.5019 | 31.2971
2018-03-24 13:00 | 13 | 7 | 86.6148 | 86.6148 | 86.6148 | 86.6148 | 31.3379
2018-03-24 14:00 | 14 | 7 | 86.4439 | 86.4439 | 86.4439 | 86.4439 | 31.2761
2018-03-24 15:00 | 15 | 7 | 86.5522 | 86.5522 | 86.5522 | 86.5522 | 31.3153
2018-03-24 16:00 | 16 | 7 | 86.5644 | 86.5644 | 86.5644 | 86.5644 | 31.3197
2018-03-24 17:00 | 17 | 7 | 86.7445 | 86.7445 | 86.7445 | 86.7445 | 31.3849
2018-03-24 18:00 | 18 | 7 | 86.4668 | 86.4668 | 86.4668 | 86.4668 | 31.2844
2018-03-24 19:00 | 19 | 7 | 86.3661 | 86.3661 | 86.3661 | 86.3661 | 31.248
2018-03-24 20:00 | 20 | 7 | 86.1173 | 86.1173 | 86.1173 | 86.1173 | 31.1579
2018-03-24 21:00 | 21 | 7 | 86.1555 | 86.1555 | 86.1555 | 86.1555 | 31.1718
2018-03-24 22:00 | 22 | 7 | 86.2211 | 86.2211 | 86.2211 | 86.2211 | 31.1955
2018-03-24 23:00 | 23 | 7 | 86.2226 | 86.2226 | 86.2226 | 86.2226 | 31.196
2018-03-25 | 0 | 1 | 86.2364 | 86.2364 | 86.2364 | 86.2364 | 31.201
2018-03-25 01:00 | 1 | 1 | 86.3188 | 86.3188 | 86.3188 | 86.3188 | 31.2308
2018-03-25 02:00 | 2 | 1 | 86.2119 | 86.2119 | 86.2119 | 86.2119 | 31.1922
2018-03-25 03:00 | 3 | 1 | 86.1845 | 86.1845 | 86.1845 | 86.1845 | 31.1822
2018-03-25 04:00 | 4 | 1 | 86.2455 | 86.2455 | 86.2455 | 86.2455 | 31.2043
2018-03-25 05:00 | 5 | 1 | 86.2333 | 86.2333 | 86.2333 | 86.2333 | 31.1999
2018-03-25 06:00 | 6 | 1 | 86.2776 | 86.2776 | 86.2776 | 86.2776 | 31.2159
2018-03-25 07:00 | 7 | 1 | 86.2867 | 86.2867 | 86.2867 | 86.2867 | 31.2192
2018-03-25 08:00 | 8 | 1 | 86.2989 | 86.2989 | 86.2989 | 86.2989 | 31.2236
2018-03-25 09:00 | 9 | 1 | 86.2867 | 86.2867 | 86.2867 | 86.2867 | 31.2192
2018-03-25 10:00 | 10 | 1 | 86.2882 | 86.2882 | 86.2882 | 86.2882 | 31.2198
2018-03-25 11:00 | 11 | 1 | 86.1845 | 86.1845 | 86.1845 | 86.1845 | 31.1822
2018-03-25 12:00 | 12 | 1 | 86.1418 | 86.1418 | 86.1418 | 86.1418 | 31.1668
2018-03-25 13:00 | 13 | 1 | 86.1479 | 86.1479 | 86.1479 | 86.1479 | 31.169
2018-03-25 14:00 | 14 | 1 | 86.1112 | 86.1112 | 86.1112 | 86.1112 | 31.1557
2018-03-25 15:00 | 15 | 1 | 86.2455 | 86.2455 | 86.2455 | 86.2455 | 31.2043
2018-03-25 16:00 | 16 | 1 | 86.3447 | 86.3447 | 86.3447 | 86.3447 | 31.2402
2018-03-25 17:00 | 17 | 1 | 86.4805 | 86.4805 | 86.4805 | 86.4805 | 31.2893
2018-03-25 18:00 | 18 | 1 | 86.4332 | 86.4332 | 86.4332 | 86.4332 | 31.2722
2018-03-25 19:00 | 19 | 1 | 85.6794 | 85.6794 | 85.6794 | 85.6794 | 30.9995
2018-03-25 20:00 | 20 | 1 | 86.3294 | 86.3294 | 86.3294 | 86.3294 | 31.2347
2018-03-25 21:00 | 21 | 1 | 86.3569 | 86.3569 | 86.3569 | 86.3569 | 31.2446
2018-03-25 22:00 | 22 | 1 | 86.4881 | 86.4881 | 86.4881 | 86.4881 | 31.2921
2018-03-25 23:00 | 23 | 1 | 86.4332 | 86.4332 | 86.4332 | 86.4332 | 31.2722
2018-03-26 | 0 | 2 | 86.4088 | 86.4088 | 86.4088 | 86.4088 | 31.2634
2018-03-26 01:00 | 1 | 2 | 86.0426 | 86.0426 | 86.0426 | 86.0426 | 31.1309
2018-03-26 02:00 | 2 | 2 | 86.392 | 86.392 | 86.392 | 86.392 | 31.2573
2018-03-26 03:00 | 3 | 2 | 86.2776 | 86.2776 | 86.2776 | 86.2776 | 31.2159
2018-03-26 04:00 | 4 | 2 | 86.5034 | 86.5034 | 86.5034 | 86.5034 | 31.2976
2018-03-26 05:00 | 5 | 2 | 86.3661 | 86.3661 | 86.3661 | 86.3661 | 31.248
2018-03-26 06:00 | 6 | 2 | 86.2898 | 86.2898 | 86.2898 | 86.2898 | 31.2203
2018-03-26 07:00 | 7 | 2 | 86.2043 | 86.2043 | 86.2043 | 86.2043 | 31.1894
2018-03-26 08:00 | 8 | 2 | 86.3355 | 86.3355 | 86.3355 | 86.3355 | 31.2369
2018-03-26 09:00 | 9 | 2 | 86.3798 | 86.3798 | 86.3798 | 86.3798 | 31.2529
2018-03-26 10:00 | 10 | 2 | 86.2272 | 86.2272 | 86.2272 | 86.2272 | 31.1977
2018-03-26 11:00 | 11 | 2 | 86.2119 | 86.2119 | 86.2119 | 86.2119 | 31.1922
2018-03-26 12:00 | 12 | 2 | 86.389 | 86.389 | 86.389 | 86.389 | 31.2562
2018-03-26 13:00 | 13 | 2 | 86.4027 | 86.4027 | 86.4027 | 86.4027 | 31.2612
2018-03-26 14:00 | 14 | 2 | 86.3783 | 86.3783 | 86.3783 | 86.3783 | 31.2524
2018-03-26 15:00 | 15 | 2 | 86.3355 | 86.3355 | 86.3355 | 86.3355 | 31.2369
2018-03-26 16:00 | 16 | 2 | 86.3493 | 86.3493 | 86.3493 | 86.3493 | 31.2419
2018-03-26 17:00 | 17 | 2 | 86.244 | 86.244 | 86.244 | 86.244 | 31.2038
2018-03-26 18:00 | 18 | 2 | 86.3142 | 86.3142 | 86.3142 | 86.3142 | 31.2292
2018-03-26 19:00 | 19 | 2 | 86.2089 | 86.2089 | 86.2089 | 86.2089 | 31.1911
2018-03-26 20:00 | 20 | 2 | 86.2181 | 86.2181 | 86.2181 | 86.2181 | 31.1944
2018-03-26 21:00 | 21 | 2 | 86.1494 | 86.1494 | 86.1494 | 86.1494 | 31.1696
2018-03-26 22:00 | 22 | 2 | 86.2593 | 86.2593 | 86.2593 | 86.2593 | 31.2093
2018-03-26 23:00 | 23 | 2 | 86.4424 | 86.4424 | 86.4424 | 86.4424 | 31.2756
2018-03-27 | 0 | 3 | 86.4637 | 86.4637 | 86.4637 | 86.4637 | 31.2833
2018-03-27 01:00 | 1 | 3 | 86.5629 | 86.5629 | 86.5629 | 86.5629 | 31.3192
2018-03-27 02:00 | 2 | 3 | 86.3706 | 86.3706 | 86.3706 | 86.3706 | 31.2496
2018-03-27 03:00 | 3 | 3 | 86.3523 | 86.3523 | 86.3523 | 86.3523 | 31.243
2018-03-27 04:00 | 4 | 3 | 86.3676 | 86.3676 | 86.3676 | 86.3676 | 31.2485
2018-03-27 05:00 | 5 | 3 | 86.4027 | 86.4027 | 86.4027 | 86.4027 | 31.2612
2018-03-27 06:00 | 6 | 3 | 86.4652 | 86.4652 | 86.4652 | 86.4652 | 31.2838
2018-03-27 07:00 | 7 | 3 | 86.4012 | 86.4012 | 86.4012 | 86.4012 | 31.2607
2018-03-27 08:00 | 8 | 3 | 86.4515 | 86.4515 | 86.4515 | 86.4515 | 31.2789
2018-03-27 09:00 | 9 | 3 | 86.2028 | 86.2028 | 86.2028 | 86.2028 | 31.1889
2018-03-27 10:00 | 10 | 3 | 86.2715 | 86.2715 | 86.2715 | 86.2715 | 31.2137
2018-03-27 11:00 | 11 | 3 | 86.7567 | 86.7567 | 86.7567 | 86.7567 | 31.3893
2018-03-27 12:00 | 12 | 3 | 86.6194 | 86.6194 | 86.6194 | 86.6194 | 31.3396
2018-03-27 13:00 | 13 | 3 | 86.6377 | 86.6377 | 86.6377 | 86.6377 | 31.3462
2018-03-27 14:00 | 14 | 3 | 86.8757 | 86.8757 | 86.8757 | 86.8757 | 31.4323
2018-03-27 15:00 | 15 | 3 | 86.7994 | 86.7994 | 86.7994 | 86.7994 | 31.4047
2018-03-27 16:00 | 16 | 3 | 86.7674 | 86.7674 | 86.7674 | 86.7674 | 31.3931
2018-03-27 17:00 | 17 | 3 | 86.7384 | 86.7384 | 86.7384 | 86.7384 | 31.3827
2018-03-27 18:00 | 18 | 3 | 86.7124 | 86.7124 | 86.7124 | 86.7124 | 31.3732
2018-03-27 19:00 | 19 | 3 | 86.8376 | 86.8376 | 86.8376 | 86.8376 | 31.4185
2018-03-27 20:00 | 20 | 3 | 86.627 | 86.627 | 86.627 | 86.627 | 31.3423
2018-03-27 21:00 | 21 | 3 | 86.6239 | 86.6239 | 86.6239 | 86.6239 | 31.3412
2018-03-27 22:00 | 22 | 3 | 86.714 | 86.714 | 86.714 | 86.714 | 31.3738
2018-03-27 23:00 | 23 | 3 | 86.8971 | 86.8971 | 86.8971 | 86.8971 | 31.4401
2018-03-28 | 0 | 4 | 0 | 0 | 0 | 0 | 0
2018-03-28 01:00 | 1 | 4 | 0 | 0 | 0 | 0 | 0
2018-03-28 02:00 | 2 | 4 | 0 | 0 | 0 | 0 | 0
2018-03-28 03:00 | 3 | 4 | 0 | 0 | 0 | 0 | 0
2018-03-28 04:00 | 4 | 4 | 0 | 0 | 0 | 0 | 0
2018-03-28 05:00 | 5 | 4 | 0 | 0 | 0 | 0 | 0
2018-03-28 06:00 | 6 | 4 | 0 | 0 | 0 | 0 | 0
2018-03-28 07:00 | 7 | 4 | 0 | 0 | 0 | 0 | 0
2018-03-28 08:00 | 8 | 4 | 0 | 0 | 0 | 0 | 0
2018-03-28 09:00 | 9 | 4 | 0 | 0 | 0 | 0 | 0
2018-03-28 10:00 | 10 | 4 | 0 | 0 | 0 | 0 | 0
2018-03-28 11:00 | 11 | 4 | 0 | 0 | 0 | 0 | 0
2018-03-28 12:00 | 12 | 4 | 0 | 0 | 0 | 0 | 0
2018-03-28 13:00 | 13 | 4 | 0 | 0 | 0 | 0 | 0
2018-03-28 14:00 | 14 | 4 | 0 | 0 | 0 | 0 | 0
2018-03-28 15:00 | 15 | 4 | 0 | 0 | 0 | 0 | 0
2018-03-28 16:00 | 16 | 4 | 0 | 0 | 0 | 0 | 0
2018-03-28 17:00 | 17 | 4 | 0 | 0 | 0 | 0 | 0
2018-03-28 18:00 | 18 | 4 | 0 | 0 | 0 | 0 | 0
2018-03-28 19:00 | 19 | 4 | 0 | 0 | 0 | 0 | 0
2018-03-28 20:00 | 20 | 4 | 0 | 0 | 0 | 0 | 0
2018-03-28 21:00 | 21 | 4 | 0 | 0 | 0 | 0 | 0
2018-03-28 22:00 | 22 | 4 | 0 | 0 | 0 | 0 | 0
2018-03-28 23:00 | 23 | 4 | 0 | 0 | 0 | 0 | 0
2018-03-29 | 0 | 5 | 86.5492 | 86.5492 | 86.5492 | 86.5492 | 31.3142
2018-03-29 01:00 | 1 | 5 | 86.7201 | 86.7201 | 86.7201 | 86.7201 | 31.376
2018-03-29 02:00 | 2 | 5 | 86.5095 | 86.5095 | 86.5095 | 86.5095 | 31.2998
2018-03-29 03:00 | 3 | 5 | 86.4576 | 86.4576 | 86.4576 | 86.4576 | 31.2811
2018-03-29 04:00 | 4 | 5 | 86.6316 | 86.6316 | 86.6316 | 86.6316 | 31.344
2018-03-29 05:00 | 5 | 5 | 86.569 | 86.569 | 86.569 | 86.569 | 31.3214
2018-03-29 06:00 | 6 | 5 | 86.6468 | 86.6468 | 86.6468 | 86.6468 | 31.3495
2018-03-29 07:00 | 7 | 5 | 86.6361 | 86.6361 | 86.6361 | 86.6361 | 31.3456
2018-03-29 08:00 | 8 | 5 | 86.6819 | 86.6819 | 86.6819 | 86.6819 | 31.3622
2018-03-29 09:00 | 9 | 5 | 86.7094 | 86.7094 | 86.7094 | 86.7094 | 31.3722
2018-03-29 10:00 | 10 | 5 | 86.7933 | 86.7933 | 86.7933 | 86.7933 | 31.4025
2018-03-29 11:00 | 11 | 5 | 86.8009 | 86.8009 | 86.8009 | 86.8009 | 31.4053
2018-03-29 12:00 | 12 | 5 | 86.6728 | 86.6728 | 86.6728 | 86.6728 | 31.3589
2018-03-29 13:00 | 13 | 5 | 86.6316 | 86.6316 | 86.6316 | 86.6316 | 31.344
2018-03-29 14:00 | 14 | 5 | 86.6316 | 86.6316 | 86.6316 | 86.6316 | 31.344
2018-03-29 15:00 | 15 | 5 | 86.6636 | 86.6636 | 86.6636 | 86.6636 | 31.3556
2018-03-29 16:00 | 16 | 5 | 86.5568 | 86.5568 | 86.5568 | 86.5568 | 31.317
2018-03-29 17:00 | 17 | 5 | 86.6865 | 86.6865 | 86.6865 | 86.6865 | 31.3639
2018-03-29 18:00 | 18 | 5 | 86.7262 | 86.7262 | 86.7262 | 86.7262 | 31.3782
2018-03-29 19:00 | 19 | 5 | 86.5187 | 86.5187 | 86.5187 | 86.5187 | 31.3032
2018-03-29 20:00 | 20 | 5 | 86.5766 | 86.5766 | 86.5766 | 86.5766 | 31.3241
2018-03-29 21:00 | 21 | 5 | 86.6194 | 86.6194 | 86.6194 | 86.6194 | 31.3396
2018-03-29 22:00 | 22 | 5 | 86.6743 | 86.6743 | 86.6743 | 86.6743 | 31.3595
2018-03-29 23:00 | 23 | 5 | 86.5644 | 86.5644 | 86.5644 | 86.5644 | 31.3197
2018-03-30 | 0 | 6 | 86.2226 | 86.2226 | 86.2226 | 86.2226 | 31.196
2018-03-30 01:00 | 1 | 6 | 86.1128 | 86.1128 | 86.1128 | 86.1128 | 31.1563
2018-03-30 02:00 | 2 | 6 | 86.2791 | 86.2791 | 86.2791 | 86.2791 | 31.2165
2018-03-30 03:00 | 3 | 6 | 86.0014 | 86.0014 | 86.0014 | 86.0014 | 31.116
2018-03-30 04:00 | 4 | 6 | 86.0533 | 86.0533 | 86.0533 | 86.0533 | 31.1348
2018-03-30 05:00 | 5 | 6 | 86.2257 | 86.2257 | 86.2257 | 86.2257 | 31.1972
2018-03-30 06:00 | 6 | 6 | 86.4332 | 86.4332 | 86.4332 | 86.4332 | 31.2722
2018-03-30 07:00 | 7 | 6 | 86.5873 | 86.5873 | 86.5873 | 86.5873 | 31.328
2018-03-30 08:00 | 8 | 6 | 86.3691 | 86.3691 | 86.3691 | 86.3691 | 31.249
2018-03-30 09:00 | 9 | 6 | 86.334 | 86.334 | 86.334 | 86.334 | 31.2363
2018-03-30 10:00 | 10 | 6 | 86.5126 | 86.5126 | 86.5126 | 86.5126 | 31.301
2018-03-30 11:00 | 11 | 6 | 86.5003 | 86.5003 | 86.5003 | 86.5003 | 31.2965
2018-03-30 12:00 | 12 | 6 | 86.7002 | 86.7002 | 86.7002 | 86.7002 | 31.3688
2018-03-30 13:00 | 13 | 6 | 86.363 | 86.363 | 86.363 | 86.363 | 31.2468
2018-03-30 14:00 | 14 | 6 | 86.4408 | 86.4408 | 86.4408 | 86.4408 | 31.275
2018-03-30 15:00 | 15 | 6 | 86.2943 | 86.2943 | 86.2943 | 86.2943 | 31.222
2018-03-30 16:00 | 16 | 6 | 86.3706 | 86.3706 | 86.3706 | 86.3706 | 31.2496
2018-03-30 17:00 | 17 | 6 | 86.2882 | 86.2882 | 86.2882 | 86.2882 | 31.2198
2018-03-30 18:00 | 18 | 6 | 86.1875 | 86.1875 | 86.1875 | 86.1875 | 31.1833
2018-03-30 19:00 | 19 | 6 | 86.099 | 86.099 | 86.099 | 86.099 | 31.1513
2018-03-30 20:00 | 20 | 6 | 86.1997 | 86.1997 | 86.1997 | 86.1997 | 31.1877
2018-03-30 21:00 | 21 | 6 | 86.3767 | 86.3767 | 86.3767 | 86.3767 | 31.2518
2018-03-30 22:00 | 22 | 6 | 86.3691 | 86.3691 | 86.3691 | 86.3691 | 31.249
2018-03-30 23:00 | 23 | 6 | 86.4012 | 86.4012 | 86.4012 | 86.4012 | 31.2607
2018-03-31 | 0 | 7 | 86.0121 | 86.0121 | 86.0121 | 86.0121 | 31.1199
2018-03-31 01:00 | 1 | 7 | 85.919 | 85.919 | 85.919 | 85.919 | 31.0862
2018-03-31 02:00 | 2 | 7 | 86.0533 | 86.0533 | 86.0533 | 86.0533 | 31.1348
2018-03-31 03:00 | 3 | 7 | 86.1677 | 86.1677 | 86.1677 | 86.1677 | 31.1762
2018-03-31 04:00 | 4 | 7 | 86.3081 | 86.3081 | 86.3081 | 86.3081 | 31.227
2018-03-31 05:00 | 5 | 7 | 86.2562 | 86.2562 | 86.2562 | 86.2562 | 31.2082
2018-03-31 06:00 | 6 | 7 | 86.1234 | 86.1234 | 86.1234 | 86.1234 | 31.1601
2018-03-31 07:00 | 7 | 7 | 86.1906 | 86.1906 | 86.1906 | 86.1906 | 31.1845
2018-03-31 08:00 | 8 | 7 | 86.36 | 86.36 | 86.36 | 86.36 | 31.2457
2018-03-31 09:00 | 9 | 7 | 86.4912 | 86.4912 | 86.4912 | 86.4912 | 31.2932
2018-03-31 10:00 | 10 | 7 | 86.1982 | 86.1982 | 86.1982 | 86.1982 | 31.1872
2018-03-31 11:00 | 11 | 7 | 86.1707 | 86.1707 | 86.1707 | 86.1707 | 31.1773
2018-03-31 12:00 | 12 | 7 | 86.5019 | 86.5019 | 86.5019 | 86.5019 | 31.2971
2018-03-31 13:00 | 13 | 7 | 86.6148 | 86.6148 | 86.6148 | 86.6148 | 31.3379
2018-03-31 14:00 | 14 | 7 | 86.4439 | 86.4439 | 86.4439 | 86.4439 | 31.2761
2018-03-31 15:00 | 15 | 7 | 86.5522 | 86.5522 | 86.5522 | 86.5522 | 31.3153
2018-03-31 16:00 | 16 | 7 | 86.5644 | 86.5644 | 86.5644 | 86.5644 | 31.3197
2018-03-31 17:00 | 17 | 7 | 86.7445 | 86.7445 | 86.7445 | 86.7445 | 31.3849
2018-03-31 18:00 | 18 | 7 | 86.4668 | 86.4668 | 86.4668 | 86.4668 | 31.2844
2018-03-31 19:00 | 19 | 7 | 86.3661 | 86.3661 | 86.3661 | 86.3661 | 31.248
2018-03-31 20:00 | 20 | 7 | 86.1173 | 86.1173 | 86.1173 | 86.1173 | 31.1579
2018-03-31 21:00 | 21 | 7 | 86.1555 | 86.1555 | 86.1555 | 86.1555 | 31.1718
2018-03-31 22:00 | 22 | 7 | 86.2211 | 86.2211 | 86.2211 | 86.2211 | 31.1955
2018-03-31 23:00 | 23 | 7 | 86.2226 | 86.2226 | 86.2226 | 86.2226 | 31.196
2018-04-01 | 0 | 1 | 86.2364 | 86.2364 | 86.2364 | 86.2364 | 31.201
2018-04-01 01:00 | 1 | 1 | 86.3188 | 86.3188 | 86.3188 | 86.3188 | 31.2308
2018-04-01 02:00 | 2 | 1 | 86.2119 | 86.2119 | 86.2119 | 86.2119 | 31.1922
2018-04-01 03:00 | 3 | 1 | 86.1845 | 86.1845 | 86.1845 | 86.1845 | 31.1822
2018-04-01 04:00 | 4 | 1 | 86.2455 | 86.2455 | 86.2455 | 86.2455 | 31.2043
2018-04-01 05:00 | 5 | 1 | 86.2333 | 86.2333 | 86.2333 | 86.2333 | 31.1999
2018-04-01 06:00 | 6 | 1 | 86.2776 | 86.2776 | 86.2776 | 86.2776 | 31.2159
2018-04-01 07:00 | 7 | 1 | 86.2867 | 86.2867 | 86.2867 | 86.2867 | 31.2192
2018-04-01 08:00 | 8 | 1 | 86.2989 | 86.2989 | 86.2989 | 86.2989 | 31.2236
2018-04-01 09:00 | 9 | 1 | 86.2867 | 86.2867 | 86.2867 | 86.2867 | 31.2192
2018-04-01 10:00 | 10 | 1 | 86.2882 | 86.2882 | 86.2882 | 86.2882 | 31.2198
2018-04-01 11:00 | 11 | 1 | 86.1845 | 86.1845 | 86.1845 | 86.1845 | 31.1822
2018-04-01 12:00 | 12 | 1 | 86.1418 | 86.1418 | 86.1418 | 86.1418 | 31.1668
2018-04-01 13:00 | 13 | 1 | 86.1479 | 86.1479 | 86.1479 | 86.1479 | 31.169
2018-04-01 14:00 | 14 | 1 | 86.1112 | 86.1112 | 86.1112 | 86.1112 | 31.1557
2018-04-01 15:00 | 15 | 1 | 86.2455 | 86.2455 | 86.2455 | 86.2455 | 31.2043
2018-04-01 16:00 | 16 | 1 | 86.3447 | 86.3447 | 86.3447 | 86.3447 | 31.2402
2018-04-01 17:00 | 17 | 1 | 86.4805 | 86.4805 | 86.4805 | 86.4805 | 31.2893
2018-04-01 18:00 | 18 | 1 | 86.4332 | 86.4332 | 86.4332 | 86.4332 | 31.2722
2018-04-01 19:00 | 19 | 1 | 85.6794 | 85.6794 | 85.6794 | 85.6794 | 30.9995
2018-04-01 20:00 | 20 | 1 | 86.3294 | 86.3294 | 86.3294 | 86.3294 | 31.2347
2018-04-01 21:00 | 21 | 1 | 86.3569 | 86.3569 | 86.3569 | 86.3569 | 31.2446
2018-04-01 22:00 | 22 | 1 | 86.4881 | 86.4881 | 86.4881 | 86.4881 | 31.2921
2018-04-01 23:00 | 23 | 1 | 86.4332 | 86.4332 | 86.4332 | 86.4332 | 31.2722
2018-04-02 | 0 | 2 | 86.4088 | 86.4088 | 86.4088 | 86.4088 | 31.2634
2018-04-02 01:00 | 1 | 2 | 86.0426 | 86.0426 | 86.0426 | 86.0426 | 31.1309
2018-04-02 02:00 | 2 | 2 | 86.392 | 86.392 | 86.392 | 86.392 | 31.2573
2018-04-02 03:00 | 3 | 2 | 86.2776 | 86.2776 | 86.2776 | 86.2776 | 31.2159
2018-04-02 04:00 | 4 | 2 | 86.5034 | 86.5034 | 86.5034 | 86.5034 | 31.2976
2018-04-02 05:00 | 5 | 2 | 86.3661 | 86.3661 | 86.3661 | 86.3661 | 31.248
2018-04-02 06:00 | 6 | 2 | 86.2898 | 86.2898 | 86.2898 | 86.2898 | 31.2203
2018-04-02 07:00 | 7 | 2 | 86.2043 | 86.2043 | 86.2043 | 86.2043 | 31.1894
2018-04-02 08:00 | 8 | 2 | 86.3355 | 86.3355 | 86.3355 | 86.3355 | 31.2369
2018-04-02 09:00 | 9 | 2 | 86.3798 | 86.3798 | 86.3798 | 86.3798 | 31.2529
2018-04-02 10:00 | 10 | 2 | 86.2272 | 86.2272 | 86.2272 | 86.2272 | 31.1977
2018-04-02 11:00 | 11 | 2 | 86.2119 | 86.2119 | 86.2119 | 86.2119 | 31.1922
2018-04-02 12:00 | 12 | 2 | 86.389 | 86.389 | 86.389 | 86.389 | 31.2562
2018-04-02 13:00 | 13 | 2 | 86.4027 | 86.4027 | 86.4027 | 86.4027 | 31.2612
2018-04-02 14:00 | 14 | 2 | 86.3783 | 86.3783 | 86.3783 | 86.3783 | 31.2524
2018-04-02 15:00 | 15 | 2 | 86.3355 | 86.3355 | 86.3355 | 86.3355 | 31.2369
2018-04-02 16:00 | 16 | 2 | 86.3493 | 86.3493 | 86.3493 | 86.3493 | 31.2419
2018-04-02 17:00 | 17 | 2 | 86.244 | 86.244 | 86.244 | 86.244 | 31.2038
2018-04-02 18:00 | 18 | 2 | 86.3142 | 86.3142 | 86.3142 | 86.3142 | 31.2292
2018-04-02 19:00 | 19 | 2 | 86.2089 | 86.2089 | 86.2089 | 86.2089 | 31.1911
2018-04-02 20:00 | 20 | 2 | 86.2181 | 86.2181 | 86.2181 | 86.2181 | 31.1944
2018-04-02 21:00 | 21 | 2 | 86.1494 | 86.1494 | 86.1494 | 86.1494 | 31.1696
2018-04-02 22:00 | 22 | 2 | 86.2593 | 86.2593 | 86.2593 | 86.2593 | 31.2093
2018-04-02 23:00 | 23 | 2 | 86.4424 | 86.4424 | 86.4424 | 86.4424 | 31.2756
2018-04-03 | 0 | 3 | 86.4637 | 86.4637 | 86.4637 | 86.4637 | 31.2833
2018-04-03 01:00 | 1 | 3 | 86.5629 | 86.5629 | 86.5629 | 86.5629 | 31.3192
2018-04-03 02:00 | 2 | 3 | 86.3706 | 86.3706 | 86.3706 | 86.3706 | 31.2496
2018-04-03 03:00 | 3 | 3 | 86.3523 | 86.3523 | 86.3523 | 86.3523 | 31.243
2018-04-03 04:00 | 4 | 3 | 86.3676 | 86.3676 | 86.3676 | 86.3676 | 31.2485
2018-04-03 05:00 | 5 | 3 | 86.4027 | 86.4027 | 86.4027 | 86.4027 | 31.2612
2018-04-03 06:00 | 6 | 3 | 86.4652 | 86.4652 | 86.4652 | 86.4652 | 31.2838
2018-04-03 07:00 | 7 | 3 | 86.4012 | 86.4012 | 86.4012 | 86.4012 | 31.2607
2018-04-03 08:00 | 8 | 3 | 86.4515 | 86.4515 | 86.4515 | 86.4515 | 31.2789
2018-04-03 09:00 | 9 | 3 | 86.2028 | 86.2028 | 86.2028 | 86.2028 | 31.1889
2018-04-03 10:00 | 10 | 3 | 86.2715 | 86.2715 | 86.2715 | 86.2715 | 31.2137
2018-04-03 11:00 | 11 | 3 | 86.7567 | 86.7567 | 86.7567 | 86.7567 | 31.3893
2018-04-03 12:00 | 12 | 3 | 86.6194 | 86.6194 | 86.6194 | 86.6194 | 31.3396
2018-04-03 13:00 | 13 | 3 | 86.6377 | 86.6377 | 86.6377 | 86.6377 | 31.3462
2018-04-03 14:00 | 14 | 3 | 86.8757 | 86.8757 | 86.8757 | 86.8757 | 31.4323
2018-04-03 15:00 | 15 | 3 | 86.7994 | 86.7994 | 86.7994 | 86.7994 | 31.4047
2018-04-03 16:00 | 16 | 3 | 86.7674 | 86.7674 | 86.7674 | 86.7674 | 31.3931
2018-04-03 17:00 | 17 | 3 | 86.7384 | 86.7384 | 86.7384 | 86.7384 | 31.3827
2018-04-03 18:00 | 18 | 3 | 86.7124 | 86.7124 | 86.7124 | 86.7124 | 31.3732
2018-04-03 19:00 | 19 | 3 | 86.8376 | 86.8376 | 86.8376 | 86.8376 | 31.4185
2018-04-03 20:00 | 20 | 3 | 86.627 | 86.627 | 86.627 | 86.627 | 31.3423
2018-04-03 21:00 | 21 | 3 | 86.6239 | 86.6239 | 86.6239 | 86.6239 | 31.3412
2018-04-03 22:00 | 22 | 3 | 86.714 | 86.714 | 86.714 | 86.714 | 31.3738
2018-04-03 23:00 | 23 | 3 | 86.8971 | 86.8971 | 86.8971 | 86.8971 | 31.4401
2018-04-04 | 0 | 4 | 0 | 0 | 0 | 0 | 0
2018-04-04 01:00 | 1 | 4 | 0 | 0 | 0 | 0 | 0
2018-04-04 02:00 | 2 | 4 | 0 | 0 | 0 | 0 | 0
2018-04-04 03:00 | 3 | 4 | 0 | 0 | 0 | 0 | 0
2018-04-04 04:00 | 4 | 4 | 0 | 0 | 0 | 0 | 0
2018-04-04 05:00 | 5 | 4 | 0 | 0 | 0 | 0 | 0
2018-04-04 06:00 | 6 | 4 | 0 | 0 | 0 | 0 | 0
2018-04-04 07:00 | 7 | 4 | 0 | 0 | 0 | 0 | 0
2018-04-04 08:00 | 8 | 4 | 0 | 0 | 0 | 0 | 0
2018-04-04 09:00 | 9 | 4 | 0 | 0 | 0 | 0 | 0
2018-04-04 10:00 | 10 | 4 | 0 | 0 | 0 | 0 | 0
2018-04-04 11:00 | 11 | 4 | 0 | 0 | 0 | 0 | 0
2018-04-04 12:00 | 12 | 4 | 0 | 0 | 0 | 0 | 0
2018-04-04 13:00 | 13 | 4 | 0 | 0 | 0 | 0 | 0
2018-04-04 14:00 | 14 | 4 | 0 | 0 | 0 | 0 | 0
2018-04-04 15:00 | 15 | 4 | 0 | 0 | 0 | 0 | 0
2018-04-04 16:00 | 16 | 4 | 0 | 0 | 0 | 0 | 0
2018-04-04 17:00 | 17 | 4 | 0 | 0 | 0 | 0 | 0
2018-04-04 18:00 | 18 | 4 | 0 | 0 | 0 | 0 | 0
2018-04-04 19:00 | 19 | 4 | 0 | 0 | 0 | 0 | 0
2018-04-04 20:00 | 20 | 4 | 0 | 0 | 0 | 0 | 0
2018-04-04 21:00 | 21 | 4 | 0 | 0 | 0 | 0 | 0
2018-04-04 22:00 | 22 | 4 | 0 | 0 | 0 | 0 | 0
2018-04-04 23:00 | 23 | 4 | 0 | 0 | 0 | 0 | 0
2018-04-05 | 0 | 5 | 86.5492 | 86.5492 | 86.5492 | 86.5492 | 31.3142
2018-04-05 01:00 | 1 | 5 | 86.7201 | 86.7201 | 86.7201 | 86.7201 | 31.376
2018-04-05 02:00 | 2 | 5 | 86.5095 | 86.5095 | 86.5095 | 86.5095 | 31.2998
2018-04-05 03:00 | 3 | 5 | 86.4576 | 86.4576 | 86.4576 | 86.4576 | 31.2811
2018-04-05 04:00 | 4 | 5 | 86.6316 | 86.6316 | 86.6316 | 86.6316 | 31.344
2018-04-05 05:00 | 5 | 5 | 86.569 | 86.569 | 86.569 | 86.569 | 31.3214
2018-04-05 06:00 | 6 | 5 | 86.6468 | 86.6468 | 86.6468 | 86.6468 | 31.3495
2018-04-05 07:00 | 7 | 5 | 86.6361 | 86.6361 | 86.6361 | 86.6361 | 31.3456
2018-04-05 08:00 | 8 | 5 | 86.6819 | 86.6819 | 86.6819 | 86.6819 | 31.3622
2018-04-05 09:00 | 9 | 5 | 86.7094 | 86.7094 | 86.7094 | 86.7094 | 31.3722
2018-04-05 10:00 | 10 | 5 | 86.7933 | 86.7933 | 86.7933 | 86.7933 | 31.4025
2018-04-05 11:00 | 11 | 5 | 86.8009 | 86.8009 | 86.8009 | 86.8009 | 31.4053
2018-04-05 12:00 | 12 | 5 | 86.6728 | 86.6728 | 86.6728 | 86.6728 | 31.3589
2018-04-05 13:00 | 13 | 5 | 86.6316 | 86.6316 | 86.6316 | 86.6316 | 31.344
2018-04-05 14:00 | 14 | 5 | 86.6316 | 86.6316 | 86.6316 | 86.6316 | 31.344
2018-04-05 15:00 | 15 | 5 | 86.6636 | 86.6636 | 86.6636 | 86.6636 | 31.3556
2018-04-05 16:00 | 16 | 5 | 86.5568 | 86.5568 | 86.5568 | 86.5568 | 31.317
2018-04-05 17:00 | 17 | 5 | 86.6865 | 86.6865 | 86.6865 | 86.6865 | 31.3639
2018-04-05 18:00 | 18 | 5 | 86.7262 | 86.7262 | 86.7262 | 86.7262 | 31.3782
2018-04-05 19:00 | 19 | 5 | 86.5187 | 86.5187 | 86.5187 | 86.5187 | 31.3032
2018-04-05 20:00 | 20 | 5 | 86.5766 | 86.5766 | 86.5766 | 86.5766 | 31.3241
2018-04-05 21:00 | 21 | 5 | 86.6194 | 86.6194 | 86.6194 | 86.6194 | 31.3396
2018-04-05 22:00 | 22 | 5 | 86.6743 | 86.6743 | 86.6743 | 86.6743 | 31.3595
2018-04-05 23:00 | 23 | 5 | 86.5644 | 86.5644 | 86.5644 | 86.5644 | 31.3197
2018-04-06 | 0 | 6 | 86.2226 | 86.2226 | 86.2226 | 86.2226 | 31.196
2018-04-06 01:00 | 1 | 6 | 86.1128 | 86.1128 | 86.1128 | 86.1128 | 31.1563
2018-04-06 02:00 | 2 | 6 | 86.2791 | 86.2791 | 86.2791 | 86.2791 | 31.2165
2018-04-06 03:00 | 3 | 6 | 86.0014 | 86.0014 | 86.0014 | 86.0014 | 31.116
2018-04-06 04:00 | 4 | 6 | 86.0533 | 86.0533 | 86.0533 | 86.0533 | 31.1348
2018-04-06 05:00 | 5 | 6 | 86.2257 | 86.2257 | 86.2257 | 86.2257 | 31.1972
2018-04-06 06:00 | 6 | 6 | 86.4332 | 86.4332 | 86.4332 | 86.4332 | 31.2722
2018-04-06 07:00 | 7 | 6 | 86.5873 | 86.5873 | 86.5873 | 86.5873 | 31.328
2018-04-06 08:00 | 8 | 6 | 86.3691 | 86.3691 | 86.3691 | 86.3691 | 31.249
2018-04-06 09:00 | 9 | 6 | 86.334 | 86.334 | 86.334 | 86.334 | 31.2363
2018-04-06 10:00 | 10 | 6 | 86.5126 | 86.5126 | 86.5126 | 86.5126 | 31.301
2018-04-06 11:00 | 11 | 6 | 86.5003 | 86.5003 | 86.5003 | 86.5003 | 31.2965
2018-04-06 12:00 | 12 | 6 | 86.7002 | 86.7002 | 86.7002 | 86.7002 | 31.3688
2018-04-06 13:00 | 13 | 6 | 86.363 | 86.363 | 86.363 | 86.363 | 31.2468
2018-04-06 14:00 | 14 | 6 | 86.4408 | 86.4408 | 86.4408 | 86.4408 | 31.275
2018-04-06 15:00 | 15 | 6 | 86.2943 | 86.2943 | 86.2943 | 86.2943 | 31.222
2018-04-06 16:00 | 16 | 6 | 86.3706 | 86.3706 | 86.3706 | 86.3706 | 31.2496
2018-04-06 17:00 | 17 | 6 | 86.2882 | 86.2882 | 86.2882 | 86.2882 | 31.2198
2018-04-06 18:00 | 18 | 6 | 86.1875 | 86.1875 | 86.1875 | 86.1875 | 31.1833
2018-04-06 19:00 | 19 | 6 | 86.099 | 86.099 | 86.099 | 86.099 | 31.1513
2018-04-06 20:00 | 20 | 6 | 86.1997 | 86.1997 | 86.1997 | 86.1997 | 31.1877
2018-04-06 21:00 | 21 | 6 | 86.3767 | 86.3767 | 86.3767 | 86.3767 | 31.2518
2018-04-06 22:00 | 22 | 6 | 86.3691 | 86.3691 | 86.3691 | 86.3691 | 31.249
2018-04-06 23:00 | 23 | 6 | 86.4012 | 86.4012 | 86.4012 | 86.4012 | 31.2607
2018-04-07 | 0 | 7 | 86.0121 | 86.0121 | 86.0121 | 86.0121 | 31.1199
2018-04-07 01:00 | 1 | 7 | 85.919 | 85.919 | 85.919 | 85.919 | 31.0862
2018-04-07 02:00 | 2 | 7 | 86.0533 | 86.0533 | 86.0533 | 86.0533 | 31.1348
2018-04-07 03:00 | 3 | 7 | 86.1677 | 86.1677 | 86.1677 | 86.1677 | 31.1762
2018-04-07 04:00 | 4 | 7 | 86.3081 | 86.3081 | 86.3081 | 86.3081 | 31.227
2018-04-07 05:00 | 5 | 7 | 86.2562 | 86.2562 | 86.2562 | 86.2562 | 31.2082
2018-04-07 06:00 | 6 | 7 | 86.1234 | 86.1234 | 86.1234 | 86.1234 | 31.1601
2018-04-07 07:00 | 7 | 7 | 86.1906 | 86.1906 | 86.1906 | 86.1906 | 31.1845
2018-04-07 08:00 | 8 | 7 | 86.36 | 86.36 | 86.36 | 86.36 | 31.2457
2018-04-07 09:00 | 9 | 7 | 86.4912 | 86.4912 | 86.4912 | 86.4912 | 31.2932
2018-04-07 10:00 | 10 | 7 | 86.1982 | 86.1982 | 86.1982 | 86.1982 | 31.1872
2018-04-07 11:00 | 11 | 7 | 86.1707 | 86.1707 | 86.1707 | 86.1707 | 31.1773
2018-04-07 12:00 | 12 | 7 | 86.5019 | 86.5019 | 86.5019 | 86.5019 | 31.2971
2018-04-07 13:00 | 13 | 7 | 86.6148 | 86.6148 | 86.6148 | 86.6148 | 31.3379
2018-04-07 14:00 | 14 | 7 | 86.4439 | 86.4439 | 86.4439 | 86.4439 | 31.2761
2018-04-07 15:00 | 15 | 7 | 86.5522 | 86.5522 | 86.5522 | 86.5522 | 31.3153
2018-04-07 16:00 | 16 | 7 | 86.5644 | 86.5644 | 86.5644 | 86.5644 | 31.3197
2018-04-07 17:00 | 17 | 7 | 86.7445 | 86.7445 | 86.7445 | 86.7445 | 31.3849
2018-04-07 18:00 | 18 | 7 | 86.4668 | 86.4668 | 86.4668 | 86.4668 | 31.2844
2018-04-07 19:00 | 19 | 7 | 86.3661 | 86.3661 | 86.3661 | 86.3661 | 31.248
2018-04-07 20:00 | 20 | 7 | 86.1173 | 86.1173 | 86.1173 | 86.1173 | 31.1579
2018-04-07 21:00 | 21 | 7 | 86.1555 | 86.1555 | 86.1555 | 86.1555 | 31.1718
2018-04-07 22:00 | 22 | 7 | 86.2211 | 86.2211 | 86.2211 | 86.2211 | 31.1955
2018-04-07 23:00 | 23 | 7 | 86.2226 | 86.2226 | 86.2226 | 86.2226 | 31.196
2018-04-08 | 0 | 1 | 86.2364 | 86.2364 | 86.2364 | 86.2364 | 31.201
2018-04-08 01:00 | 1 | 1 | 86.3188 | 86.3188 | 86.3188 | 86.3188 | 31.2308
2018-04-08 02:00 | 2 | 1 | 86.2119 | 86.2119 | 86.2119 | 86.2119 | 31.1922
2018-04-08 03:00 | 3 | 1 | 86.1845 | 86.1845 | 86.1845 | 86.1845 | 31.1822
2018-04-08 04:00 | 4 | 1 | 86.2455 | 86.2455 | 86.2455 | 86.2455 | 31.2043
2018-04-08 05:00 | 5 | 1 | 86.2333 | 86.2333 | 86.2333 | 86.2333 | 31.1999
2018-04-08 06:00 | 6 | 1 | 86.2776 | 86.2776 | 86.2776 | 86.2776 | 31.2159
2018-04-08 07:00 | 7 | 1 | 86.2867 | 86.2867 | 86.2867 | 86.2867 | 31.2192
2018-04-08 08:00 | 8 | 1 | 86.2989 | 86.2989 | 86.2989 | 86.2989 | 31.2236
2018-04-08 09:00 | 9 | 1 | 86.2867 | 86.2867 | 86.2867 | 86.2867 | 31.2192
2018-04-08 10:00 | 10 | 1 | 86.2882 | 86.2882 | 86.2882 | 86.2882 | 31.2198
2018-04-08 11:00 | 11 | 1 | 86.1845 | 86.1845 | 86.1845 | 86.1845 | 31.1822
2018-04-08 12:00 | 12 | 1 | 86.1418 | 86.1418 | 86.1418 | 86.1418 | 31.1668
2018-04-08 13:00 | 13 | 1 | 86.1479 | 86.1479 | 86.1479 | 86.1479 | 31.169
2018-04-08 14:00 | 14 | 1 | 86.1112 | 86.1112 | 86.1112 | 86.1112 | 31.1557
2018-04-08 15:00 | 15 | 1 | 86.2455 | 86.2455 | 86.2455 | 86.2455 | 31.2043
2018-04-08 16:00 | 16 | 1 | 86.3447 | 86.3447 | 86.3447 | 86.3447 | 31.2402
2018-04-08 17:00 | 17 | 1 | 86.4805 | 86.4805 | 86.4805 | 86.4805 | 31.2893
2018-04-08 18:00 | 18 | 1 | 86.4332 | 86.4332 | 86.4332 | 86.4332 | 31.2722
2018-04-08 19:00 | 19 | 1 | 85.6794 | 85.6794 | 85.6794 | 85.6794 | 30.9995
2018-04-08 20:00 | 20 | 1 | 86.3294 | 86.3294 | 86.3294 | 86.3294 | 31.2347
2018-04-08 21:00 | 21 | 1 | 86.3569 | 86.3569 | 86.3569 | 86.3569 | 31.2446
2018-04-08 22:00 | 22 | 1 | 86.4881 | 86.4881 | 86.4881 | 86.4881 | 31.2921
2018-04-08 23:00 | 23 | 1 | 86.4332 | 86.4332 | 86.4332 | 86.4332 | 31.2722
2018-04-09 | 0 | 2 | 86.4088 | 86.4088 | 86.4088 | 86.4088 | 31.2634
2018-04-09 01:00 | 1 | 2 | 86.0426 | 86.0426 | 86.0426 | 86.0426 | 31.1309
2018-04-09 02:00 | 2 | 2 | 86.392 | 86.392 | 86.392 | 86.392 | 31.2573
2018-04-09 03:00 | 3 | 2 | 86.2776 | 86.2776 | 86.2776 | 86.2776 | 31.2159
2018-04-09 04:00 | 4 | 2 | 86.5034 | 86.5034 | 86.5034 | 86.5034 | 31.2976
2018-04-09 05:00 | 5 | 2 | 86.3661 | 86.3661 | 86.3661 | 86.3661 | 31.248
2018-04-09 06:00 | 6 | 2 | 86.2898 | 86.2898 | 86.2898 | 86.2898 | 31.2203
2018-04-09 07:00 | 7 | 2 | 86.2043 | 86.2043 | 86.2043 | 86.2043 | 31.1894
2018-04-09 08:00 | 8 | 2 | 86.3355 | 86.3355 | 86.3355 | 86.3355 | 31.2369
2018-04-09 09:00 | 9 | 2 | 86.3798 | 86.3798 | 86.3798 | 86.3798 | 31.2529
2018-04-09 10:00 | 10 | 2 | 86.2272 | 86.2272 | 86.2272 | 86.2272 | 31.1977
2018-04-09 11:00 | 11 | 2 | 86.2119 | 86.2119 | 86.2119 | 86.2119 | 31.1922
2018-04-09 12:00 | 12 | 2 | 86.389 | 86.389 | 86.389 | 86.389 | 31.2562
2018-04-09 13:00 | 13 | 2 | 86.4027 | 86.4027 | 86.4027 | 86.4027 | 31.2612
2018-04-09 14:00 | 14 | 2 | 86.3783 | 86.3783 | 86.3783 | 86.3783 | 31.2524
2018-04-09 15:00 | 15 | 2 | 86.3355 | 86.3355 | 86.3355 | 86.3355 | 31.2369
2018-04-09 16:00 | 16 | 2 | 86.3493 | 86.3493 | 86.3493 | 86.3493 | 31.2419
2018-04-09 17:00 | 17 | 2 | 86.244 | 86.244 | 86.244 | 86.244 | 31.2038
2018-04-09 18:00 | 18 | 2 | 86.3142 | 86.3142 | 86.3142 | 86.3142 | 31.2292
2018-04-09 19:00 | 19 | 2 | 86.2089 | 86.2089 | 86.2089 | 86.2089 | 31.1911
2018-04-09 20:00 | 20 | 2 | 86.2181 | 86.2181 | 86.2181 | 86.2181 | 31.1944
2018-04-09 21:00 | 21 | 2 | 86.1494 | 86.1494 | 86.1494 | 86.1494 | 31.1696
2018-04-09 22:00 | 22 | 2 | 86.2593 | 86.2593 | 86.2593 | 86.2593 | 31.2093
2018-04-09 23:00 | 23 | 2 | 86.4424 | 86.4424 | 86.4424 | 86.4424 | 31.2756
2018-04-10 | 0 | 3 | 86.4637 | 86.4637 | 86.4637 | 86.4637 | 31.2833
2018-04-10 01:00 | 1 | 3 | 86.5629 | 86.5629 | 86.5629 | 86.5629 | 31.3192
2018-04-10 02:00 | 2 | 3 | 86.3706 | 86.3706 | 86.3706 | 86.3706 | 31.2496
2018-04-10 03:00 | 3 | 3 | 86.3523 | 86.3523 | 86.3523 | 86.3523 | 31.243
2018-04-10 04:00 | 4 | 3 | 86.3676 | 86.3676 | 86.3676 | 86.3676 | 31.2485
2018-04-10 05:00 | 5 | 3 | 86.4027 | 86.4027 | 86.4027 | 86.4027 | 31.2612
2018-04-10 06:00 | 6 | 3 | 86.4652 | 86.4652 | 86.4652 | 86.4652 | 31.2838
2018-04-10 07:00 | 7 | 3 | 86.4012 | 86.4012 | 86.4012 | 86.4012 | 31.2607
2018-04-10 08:00 | 8 | 3 | 86.4515 | 86.4515 | 86.4515 | 86.4515 | 31.2789
2018-04-10 09:00 | 9 | 3 | 86.2028 | 86.2028 | 86.2028 | 86.2028 | 31.1889
2018-04-10 10:00 | 10 | 3 | 86.2715 | 86.2715 | 86.2715 | 86.2715 | 31.2137
2018-04-10 11:00 | 11 | 3 | 86.7567 | 86.7567 | 86.7567 | 86.7567 | 31.3893
2018-04-10 12:00 | 12 | 3 | 86.6194 | 86.6194 | 86.6194 | 86.6194 | 31.3396
2018-04-10 13:00 | 13 | 3 | 86.6377 | 86.6377 | 86.6377 | 86.6377 | 31.3462
2018-04-10 14:00 | 14 | 3 | 86.8757 | 86.8757 | 86.8757 | 86.8757 | 31.4323
2018-04-10 15:00 | 15 | 3 | 86.7994 | 86.7994 | 86.7994 | 86.7994 | 31.4047
2018-04-10 16:00 | 16 | 3 | 86.7674 | 86.7674 | 86.7674 | 86.7674 | 31.3931
2018-04-10 17:00 | 17 | 3 | 86.7384 | 86.7384 | 86.7384 | 86.7384 | 31.3827
2018-04-10 18:00 | 18 | 3 | 86.7124 | 86.7124 | 86.7124 | 86.7124 | 31.3732
2018-04-10 19:00 | 19 | 3 | 86.8376 | 86.8376 | 86.8376 | 86.8376 | 31.4185
2018-04-10 20:00 | 20 | 3 | 86.627 | 86.627 | 86.627 | 86.627 | 31.3423
2018-04-10 21:00 | 21 | 3 | 86.6239 | 86.6239 | 86.6239 | 86.6239 | 31.3412
2018-04-10 22:00 | 22 | 3 | 86.714 | 86.714 | 86.714 | 86.714 | 31.3738
2018-04-10 23:00 | 23 | 3 | 86.8971 | 86.8971 | 86.8971 | 86.8971 | 31.4401
2018-04-11 | 0 | 4 | 0 | 0 | 0 | 0 | 0
2018-04-11 01:00 | 1 | 4 | 0 | 0 | 0 | 0 | 0
2018-04-11 02:00 | 2 | 4 | 0 | 0 | 0 | 0 | 0
2018-04-11 03:00 | 3 | 4 | 0 | 0 | 0 | 0 | 0
2018-04-11 04:00 | 4 | 4 | 0 | 0 | 0 | 0 | 0
2018-04-11 05:00 | 5 | 4 | 0 | 0 | 0 | 0 | 0
2018-04-11 06:00 | 6 | 4 | 0 | 0 | 0 | 0 | 0
2018-04-11 07:00 | 7 | 4 | 0 | 0 | 0 | 0 | 0
2018-04-11 08:00 | 8 | 4 | 0 | 0 | 0 | 0 | 0
2018-04-11 09:00 | 9 | 4 | 0 | 0 | 0 | 0 | 0
2018-04-11 10:00 | 10 | 4 | 0 | 0 | 0 | 0 | 0
2018-04-11 11:00 | 11 | 4 | 0 | 0 | 0 | 0 | 0
2018-04-11 12:00 | 12 | 4 | 0 | 0 | 0 | 0 | 0
2018-04-11 13:00 | 13 | 4 | 0 | 0 | 0 | 0 | 0
2018-04-11 14:00 | 14 | 4 | 0 | 0 | 0 | 0 | 0
2018-04-11 15:00 | 15 | 4 | 0 | 0 | 0 | 0 | 0
2018-04-11 16:00 | 16 | 4 | 0 | 0 | 0 | 0 | 0
2018-04-11 17:00 | 17 | 4 | 0 | 0 | 0 | 0 | 0
2018-04-11 18:00 | 18 | 4 | 0 | 0 | 0 | 0 | 0
2018-04-11 19:00 | 19 | 4 | 0 | 0 | 0 | 0 | 0
2018-04-11 20:00 | 20 | 4 | 0 | 0 | 0 | 0 | 0
2018-04-11 21:00 | 21 | 4 | 0 | 0 | 0 | 0 | 0
2018-04-11 22:00 | 22 | 4 | 0 | 0 | 0 | 0 | 0
2018-04-11 23:00 | 23 | 4 | 0 | 0 | 0 | 0 | 0
2018-04-12 | 0 | 5 | 86.5492 | 86.5492 | 86.5492 | 86.5492 | 31.3142
2018-04-12 01:00 | 1 | 5 | 86.7201 | 86.7201 | 86.7201 | 86.7201 | 31.376
2018-04-12 02:00 | 2 | 5 | 86.5095 | 86.5095 | 86.5095 | 86.5095 | 31.2998
2018-04-12 03:00 | 3 | 5 | 86.4576 | 86.4576 | 86.4576 | 86.4576 | 31.2811
2018-04-12 04:00 | 4 | 5 | 86.6316 | 86.6316 | 86.6316 | 86.6316 | 31.344
2018-04-12 05:00 | 5 | 5 | 86.569 | 86.569 | 86.569 | 86.569 | 31.3214
2018-04-12 06:00 | 6 | 5 | 86.6468 | 86.6468 | 86.6468 | 86.6468 | 31.3495
2018-04-12 07:00 | 7 | 5 | 86.6361 | 86.6361 | 86.6361 | 86.6361 | 31.3456
2018-04-12 08:00 | 8 | 5 | 86.6819 | 86.6819 | 86.6819 | 86.6819 | 31.3622
2018-04-12 09:00 | 9 | 5 | 86.7094 | 86.7094 | 86.7094 | 86.7094 | 31.3722
2018-04-12 10:00 | 10 | 5 | 86.7933 | 86.7933 | 86.7933 | 86.7933 | 31.4025
2018-04-12 11:00 | 11 | 5 | 86.8009 | 86.8009 | 86.8009 | 86.8009 | 31.4053
2018-04-12 12:00 | 12 | 5 | 86.6728 | 86.6728 | 86.6728 | 86.6728 | 31.3589
2018-04-12 13:00 | 13 | 5 | 86.6316 | 86.6316 | 86.6316 | 86.6316 | 31.344
2018-04-12 14:00 | 14 | 5 | 86.6316 | 86.6316 | 86.6316 | 86.6316 | 31.344
2018-04-12 15:00 | 15 | 5 | 86.6636 | 86.6636 | 86.6636 | 86.6636 | 31.3556
2018-04-12 16:00 | 16 | 5 | 86.5568 | 86.5568 | 86.5568 | 86.5568 | 31.317
2018-04-12 17:00 | 17 | 5 | 86.6865 | 86.6865 | 86.6865 | 86.6865 | 31.3639
2018-04-12 18:00 | 18 | 5 | 86.7262 | 86.7262 | 86.7262 | 86.7262 | 31.3782
2018-04-12 19:00 | 19 | 5 | 86.5187 | 86.5187 | 86.5187 | 86.5187 | 31.3032
2018-04-12 20:00 | 20 | 5 | 86.5766 | 86.5766 | 86.5766 | 86.5766 | 31.3241
2018-04-12 21:00 | 21 | 5 | 86.6194 | 86.6194 | 86.6194 | 86.6194 | 31.3396
2018-04-12 22:00 | 22 | 5 | 86.6743 | 86.6743 | 86.6743 | 86.6743 | 31.3595
2018-04-12 23:00 | 23 | 5 | 86.5644 | 86.5644 | 86.5644 | 86.5644 | 31.3197
2018-04-13 | 0 | 6 | 86.2226 | 86.2226 | 86.2226 | 86.2226 | 31.196
2018-04-13 01:00 | 1 | 6 | 86.1128 | 86.1128 | 86.1128 | 86.1128 | 31.1563
2018-04-13 02:00 | 2 | 6 | 86.2791 | 86.2791 | 86.2791 | 86.2791 | 31.2165
2018-04-13 03:00 | 3 | 6 | 86.0014 | 86.0014 | 86.0014 | 86.0014 | 31.116
2018-04-13 04:00 | 4 | 6 | 86.0533 | 86.0533 | 86.0533 | 86.0533 | 31.1348
2018-04-13 05:00 | 5 | 6 | 86.2257 | 86.2257 | 86.2257 | 86.2257 | 31.1972
2018-04-13 06:00 | 6 | 6 | 86.4332 | 86.4332 | 86.4332 | 86.4332 | 31.2722
2018-04-13 07:00 | 7 | 6 | 86.5873 | 86.5873 | 86.5873 | 86.5873 | 31.328
2018-04-13 08:00 | 8 | 6 | 86.3691 | 86.3691 | 86.3691 | 86.3691 | 31.249
2018-04-13 09:00 | 9 | 6 | 86.334 | 86.334 | 86.334 | 86.334 | 31.2363
2018-04-13 10:00 | 10 | 6 | 86.5126 | 86.5126 | 86.5126 | 86.5126 | 31.301
2018-04-13 11:00 | 11 | 6 | 86.5003 | 86.5003 | 86.5003 | 86.5003 | 31.2965
2018-04-13 12:00 | 12 | 6 | 86.7002 | 86.7002 | 86.7002 | 86.7002 | 31.3688
2018-04-13 13:00 | 13 | 6 | 86.363 | 86.363 | 86.363 | 86.363 | 31.2468
2018-04-13 14:00 | 14 | 6 | 86.4408 | 86.4408 | 86.4408 | 86.4408 | 31.275
2018-04-13 15:00 | 15 | 6 | 86.2943 | 86.2943 | 86.2943 | 86.2943 | 31.222
2018-04-13 16:00 | 16 | 6 | 86.3706 | 86.3706 | 86.3706 | 86.3706 | 31.2496
2018-04-13 17:00 | 17 | 6 | 86.2882 | 86.2882 | 86.2882 | 86.2882 | 31.2198
2018-04-13 18:00 | 18 | 6 | 86.1875 | 86.1875 | 86.1875 | 86.1875 | 31.1833
2018-04-13 19:00 | 19 | 6 | 86.099 | 86.099 | 86.099 | 86.099 | 31.1513
2018-04-13 20:00 | 20 | 6 | 86.1997 | 86.1997 | 86.1997 | 86.1997 | 31.1877
2018-04-13 21:00 | 21 | 6 | 86.3767 | 86.3767 | 86.3767 | 86.3767 | 31.2518
2018-04-13 22:00 | 22 | 6 | 86.3691 | 86.3691 | 86.3691 | 86.3691 | 31.249
2018-04-13 23:00 | 23 | 6 | 86.4012 | 86.4012 | 86.4012 | 86.4012 | 31.2607
2018-04-14 | 0 | 7 | 86.0121 | 86.0121 | 86.0121 | 86.0121 | 31.1199
2018-04-14 01:00 | 1 | 7 | 85.919 | 85.919 | 85.919 | 85.919 | 31.0862
2018-04-14 02:00 | 2 | 7 | 86.0533 | 86.0533 | 86.0533 | 86.0533 | 31.1348
2018-04-14 03:00 | 3 | 7 | 86.1677 | 86.1677 | 86.1677 | 86.1677 | 31.1762
2018-04-14 04:00 | 4 | 7 | 86.3081 | 86.3081 | 86.3081 | 86.3081 | 31.227
2018-04-14 05:00 | 5 | 7 | 86.2562 | 86.2562 | 86.2562 | 86.2562 | 31.2082
2018-04-14 06:00 | 6 | 7 | 86.1234 | 86.1234 | 86.1234 | 86.1234 | 31.1601
2018-04-14 07:00 | 7 | 7 | 86.1906 | 86.1906 | 86.1906 | 86.1906 | 31.1845
2018-04-14 08:00 | 8 | 7 | 86.36 | 86.36 | 86.36 | 86.36 | 31.2457
2018-04-14 09:00 | 9 | 7 | 86.4912 | 86.4912 | 86.4912 | 86.4912 | 31.2932
2018-04-14 10:00 | 10 | 7 | 86.1982 | 86.1982 | 86.1982 | 86.1982 | 31.1872
2018-04-14 11:00 | 11 | 7 | 86.1707 | 86.1707 | 86.1707 | 86.1707 | 31.1773
2018-04-14 12:00 | 12 | 7 | 86.5019 | 86.5019 | 86.5019 | 86.5019 | 31.2971
2018-04-14 13:00 | 13 | 7 | 86.6148 | 86.6148 | 86.6148 | 86.6148 | 31.3379
2018-04-14 14:00 | 14 | 7 | 86.4439 | 86.4439 | 86.4439 | 86.4439 | 31.2761
2018-04-14 15:00 | 15 | 7 | 86.5522 | 86.5522 | 86.5522 | 86.5522 | 31.3153
2018-04-14 16:00 | 16 | 7 | 86.5644 | 86.5644 | 86.5644 | 86.5644 | 31.3197
2018-04-14 17:00 | 17 | 7 | 86.7445 | 86.7445 | 86.7445 | 86.7445 | 31.3849
2018-04-14 18:00 | 18 | 7 | 86.4668 | 86.4668 | 86.4668 | 86.4668 | 31.2844
2018-04-14 19:00 | 19 | 7 | 86.3661 | 86.3661 | 86.3661 | 86.3661 | 31.248
2018-04-14 20:00 | 20 | 7 | 86.1173 | 86.1173 | 86.1173 | 86.1173 | 31.1579
2018-04-14 21:00 | 21 | 7 | 86.1555 | 86.1555 | 86.1555 | 86.1555 | 31.1718
2018-04-14 22:00 | 22 | 7 | 86.2211 | 86.2211 | 86.2211 | 86.2211 | 31.1955
2018-04-14 23:00 | 23 | 7 | 86.2226 | 86.2226 | 86.2226 | 86.2226 | 31.196
2018-04-15 | 0 | 1 | 86.2364 | 86.2364 | 86.2364 | 86.2364 | 31.201
2018-04-15 01:00 | 1 | 1 | 86.3188 | 86.3188 | 86.3188 | 86.3188 | 31.2308
2018-04-15 02:00 | 2 | 1 | 86.2119 | 86.2119 | 86.2119 | 86.2119 | 31.1922
2018-04-15 03:00 | 3 | 1 | 86.1845 | 86.1845 | 86.1845 | 86.1845 | 31.1822
2018-04-15 04:00 | 4 | 1 | 86.2455 | 86.2455 | 86.2455 | 86.2455 | 31.2043
2018-04-15 05:00 | 5 | 1 | 86.2333 | 86.2333 | 86.2333 | 86.2333 | 31.1999
2018-04-15 06:00 | 6 | 1 | 86.2776 | 86.2776 | 86.2776 | 86.2776 | 31.2159
2018-04-15 07:00 | 7 | 1 | 86.2867 | 86.2867 | 86.2867 | 86.2867 | 31.2192
2018-04-15 08:00 | 8 | 1 | 86.2989 | 86.2989 | 86.2989 | 86.2989 | 31.2236
2018-04-15 09:00 | 9 | 1 | 86.2867 | 86.2867 | 86.2867 | 86.2867 | 31.2192
2018-04-15 10:00 | 10 | 1 | 86.2882 | 86.2882 | 86.2882 | 86.2882 | 31.2198
2018-04-15 11:00 | 11 | 1 | 86.1845 | 86.1845 | 86.1845 | 86.1845 | 31.1822
2018-04-15 12:00 | 12 | 1 | 86.1418 | 86.1418 | 86.1418 | 86.1418 | 31.1668
2018-04-15 13:00 | 13 | 1 | 86.1479 | 86.1479 | 86.1479 | 86.1479 | 31.169
2018-04-15 14:00 | 14 | 1 | 86.1112 | 86.1112 | 86.1112 | 86.1112 | 31.1557
2018-04-15 15:00 | 15 | 1 | 86.2455 | 86.2455 | 86.2455 | 86.2455 | 31.2043
2018-04-15 16:00 | 16 | 1 | 86.3447 | 86.3447 | 86.3447 | 86.3447 | 31.2402
2018-04-15 17:00 | 17 | 1 | 86.4805 | 86.4805 | 86.4805 | 86.4805 | 31.2893
2018-04-15 18:00 | 18 | 1 | 86.4332 | 86.4332 | 86.4332 | 86.4332 | 31.2722
2018-04-15 19:00 | 19 | 1 | 85.6794 | 85.6794 | 85.6794 | 85.6794 | 30.9995
2018-04-15 20:00 | 20 | 1 | 86.3294 | 86.3294 | 86.3294 | 86.3294 | 31.2347
2018-04-15 21:00 | 21 | 1 | 86.3569 | 86.3569 | 86.3569 | 86.3569 | 31.2446
2018-04-15 22:00 | 22 | 1 | 86.4881 | 86.4881 | 86.4881 | 86.4881 | 31.2921
2018-04-15 23:00 | 23 | 1 | 86.4332 | 86.4332 | 86.4332 | 86.4332 | 31.2722
2018-04-16 | 0 | 2 | 86.4088 | 86.4088 | 86.4088 | 86.4088 | 31.2634
2018-04-16 01:00 | 1 | 2 | 86.0426 | 86.0426 | 86.0426 | 86.0426 | 31.1309
2018-04-16 02:00 | 2 | 2 | 86.392 | 86.392 | 86.392 | 86.392 | 31.2573
2018-04-16 03:00 | 3 | 2 | 86.2776 | 86.2776 | 86.2776 | 86.2776 | 31.2159
2018-04-16 04:00 | 4 | 2 | 86.5034 | 86.5034 | 86.5034 | 86.5034 | 31.2976
2018-04-16 05:00 | 5 | 2 | 86.3661 | 86.3661 | 86.3661 | 86.3661 | 31.248
2018-04-16 06:00 | 6 | 2 | 86.2898 | 86.2898 | 86.2898 | 86.2898 | 31.2203
2018-04-16 07:00 | 7 | 2 | 86.2043 | 86.2043 | 86.2043 | 86.2043 | 31.1894
2018-04-16 08:00 | 8 | 2 | 86.3355 | 86.3355 | 86.3355 | 86.3355 | 31.2369
2018-04-16 09:00 | 9 | 2 | 86.3798 | 86.3798 | 86.3798 | 86.3798 | 31.2529
2018-04-16 10:00 | 10 | 2 | 86.2272 | 86.2272 | 86.2272 | 86.2272 | 31.1977
2018-04-16 11:00 | 11 | 2 | 86.2119 | 86.2119 | 86.2119 | 86.2119 | 31.1922
2018-04-16 12:00 | 12 | 2 | 86.389 | 86.389 | 86.389 | 86.389 | 31.2562
2018-04-16 13:00 | 13 | 2 | 86.4027 | 86.4027 | 86.4027 | 86.4027 | 31.2612
2018-04-16 14:00 | 14 | 2 | 86.3783 | 86.3783 | 86.3783 | 86.3783 | 31.2524
2018-04-16 15:00 | 15 | 2 | 86.3355 | 86.3355 | 86.3355 | 86.3355 | 31.2369
2018-04-16 16:00 | 16 | 2 | 86.3493 | 86.3493 | 86.3493 | 86.3493 | 31.2419
2018-04-16 17:00 | 17 | 2 | 86.244 | 86.244 | 86.244 | 86.244 | 31.2038
2018-04-16 18:00 | 18 | 2 | 86.3142 | 86.3142 | 86.3142 | 86.3142 | 31.2292
2018-04-16 19:00 | 19 | 2 | 86.2089 | 86.2089 | 86.2089 | 86.2089 | 31.1911
2018-04-16 20:00 | 20 | 2 | 86.2181 | 86.2181 | 86.2181 | 86.2181 | 31.1944
2018-04-16 21:00 | 21 | 2 | 86.1494 | 86.1494 | 86.1494 | 86.1494 | 31.1696
2018-04-16 22:00 | 22 | 2 | 86.2593 | 86.2593 | 86.2593 | 86.2593 | 31.2093
2018-04-16 23:00 | 23 | 2 | 86.4424 | 86.4424 | 86.4424 | 86.4424 | 31.2756
2018-04-17 | 0 | 3 | 86.4637 | 86.4637 | 86.4637 | 86.4637 | 31.2833
2018-04-17 01:00 | 1 | 3 | 86.5629 | 86.5629 | 86.5629 | 86.5629 | 31.3192
2018-04-17 02:00 | 2 | 3 | 86.3706 | 86.3706 | 86.3706 | 86.3706 | 31.2496
2018-04-17 03:00 | 3 | 3 | 86.3523 | 86.3523 | 86.3523 | 86.3523 | 31.243
2018-04-17 04:00 | 4 | 3 | 86.3676 | 86.3676 | 86.3676 | 86.3676 | 31.2485
2018-04-17 05:00 | 5 | 3 | 86.4027 | 86.4027 | 86.4027 | 86.4027 | 31.2612
2018-04-17 06:00 | 6 | 3 | 86.4652 | 86.4652 | 86.4652 | 86.4652 | 31.2838
2018-04-17 07:00 | 7 | 3 | 86.4012 | 86.4012 | 86.4012 | 86.4012 | 31.2607
2018-04-17 08:00 | 8 | 3 | 86.4515 | 86.4515 | 86.4515 | 86.4515 | 31.2789
2018-04-17 09:00 | 9 | 3 | 86.2028 | 86.2028 | 86.2028 | 86.2028 | 31.1889
2018-04-17 10:00 | 10 | 3 | 86.2715 | 86.2715 | 86.2715 | 86.2715 | 31.2137
2018-04-17 11:00 | 11 | 3 | 86.7567 | 86.7567 | 86.7567 | 86.7567 | 31.3893
2018-04-17 12:00 | 12 | 3 | 86.6194 | 86.6194 | 86.6194 | 86.6194 | 31.3396
2018-04-17 13:00 | 13 | 3 | 86.6377 | 86.6377 | 86.6377 | 86.6377 | 31.3462
2018-04-17 14:00 | 14 | 3 | 86.8757 | 86.8757 | 86.8757 | 86.8757 | 31.4323
2018-04-17 15:00 | 15 | 3 | 86.7994 | 86.7994 | 86.7994 | 86.7994 | 31.4047
2018-04-17 16:00 | 16 | 3 | 86.7674 | 86.7674 | 86.7674 | 86.7674 | 31.3931
2018-04-17 17:00 | 17 | 3 | 86.7384 | 86.7384 | 86.7384 | 86.7384 | 31.3827
2018-04-17 18:00 | 18 | 3 | 86.7124 | 86.7124 | 86.7124 | 86.7124 | 31.3732
2018-04-17 19:00 | 19 | 3 | 86.8376 | 86.8376 | 86.8376 | 86.8376 | 31.4185
2018-04-17 20:00 | 20 | 3 | 86.627 | 86.627 | 86.627 | 86.627 | 31.3423
2018-04-17 21:00 | 21 | 3 | 86.6239 | 86.6239 | 86.6239 | 86.6239 | 31.3412
2018-04-17 22:00 | 22 | 3 | 86.714 | 86.714 | 86.714 | 86.714 | 31.3738
2018-04-17 23:00 | 23 | 3 | 86.8971 | 86.8971 | 86.8971 | 86.8971 | 31.4401
2018-04-18 | 0 | 4 | 0 | 0 | 0 | 0 | 0
2018-04-18 01:00 | 1 | 4 | 0 | 0 | 0 | 0 | 0
2018-04-18 02:00 | 2 | 4 | 0 | 0 | 0 | 0 | 0
2018-04-18 03:00 | 3 | 4 | 0 | 0 | 0 | 0 | 0
2018-04-18 04:00 | 4 | 4 | 0 | 0 | 0 | 0 | 0
2018-04-18 05:00 | 5 | 4 | 0 | 0 | 0 | 0 | 0
2018-04-18 06:00 | 6 | 4 | 0 | 0 | 0 | 0 | 0
2018-04-18 07:00 | 7 | 4 | 0 | 0 | 0 | 0 | 0
2018-04-18 08:00 | 8 | 4 | 0 | 0 | 0 | 0 | 0
2018-04-18 09:00 | 9 | 4 | 0 | 0 | 0 | 0 | 0
2018-04-18 10:00 | 10 | 4 | 0 | 0 | 0 | 0 | 0
2018-04-18 11:00 | 11 | 4 | 0 | 0 | 0 | 0 | 0
2018-04-18 12:00 | 12 | 4 | 0 | 0 | 0 | 0 | 0
2018-04-18 13:00 | 13 | 4 | 0 | 0 | 0 | 0 | 0
2018-04-18 14:00 | 14 | 4 | 0 | 0 | 0 | 0 | 0
2018-04-18 15:00 | 15 | 4 | 0 | 0 | 0 | 0 | 0
2018-04-18 16:00 | 16 | 4 | 0 | 0 | 0 | 0 | 0
2018-04-18 17:00 | 17 | 4 | 0 | 0 | 0 | 0 | 0
2018-04-18 18:00 | 18 | 4 | 0 | 0 | 0 | 0 | 0
2018-04-18 19:00 | 19 | 4 | 0 | 0 | 0 | 0 | 0
2018-04-18 20:00 | 20 | 4 | 0 | 0 | 0 | 0 | 0
2018-04-18 21:00 | 21 | 4 | 0 | 0 | 0 | 0 | 0
2018-04-18 22:00 | 22 | 4 | 0 | 0 | 0 | 0 | 0
2018-04-18 23:00 | 23 | 4 | 0 | 0 | 0 | 0 | 0
2018-04-19 | 0 | 5 | 86.5492 | 86.5492 | 86.5492 | 86.5492 | 31.3142
2018-04-19 01:00 | 1 | 5 | 86.7201 | 86.7201 | 86.7201 | 86.7201 | 31.376
2018-04-19 02:00 | 2 | 5 | 86.5095 | 86.5095 | 86.5095 | 86.5095 | 31.2998
2018-04-19 03:00 | 3 | 5 | 86.4576 | 86.4576 | 86.4576 | 86.4576 | 31.2811
2018-04-19 04:00 | 4 | 5 | 86.6316 | 86.6316 | 86.6316 | 86.6316 | 31.344
2018-04-19 05:00 | 5 | 5 | 86.569 | 86.569 | 86.569 | 86.569 | 31.3214
2018-04-19 06:00 | 6 | 5 | 86.6468 | 86.6468 | 86.6468 | 86.6468 | 31.3495
2018-04-19 07:00 | 7 | 5 | 86.6361 | 86.6361 | 86.6361 | 86.6361 | 31.3456
2018-04-19 08:00 | 8 | 5 | 86.6819 | 86.6819 | 86.6819 | 86.6819 | 31.3622
2018-04-19 09:00 | 9 | 5 | 86.7094 | 86.7094 | 86.7094 | 86.7094 | 31.3722
2018-04-19 10:00 | 10 | 5 | 86.7933 | 86.7933 | 86.7933 | 86.7933 | 31.4025
2018-04-19 11:00 | 11 | 5 | 86.8009 | 86.8009 | 86.8009 | 86.8009 | 31.4053
2018-04-19 12:00 | 12 | 5 | 86.6728 | 86.6728 | 86.6728 | 86.6728 | 31.3589
2018-04-19 13:00 | 13 | 5 | 86.6316 | 86.6316 | 86.6316 | 86.6316 | 31.344
2018-04-19 14:00 | 14 | 5 | 86.6316 | 86.6316 | 86.6316 | 86.6316 | 31.344
2018-04-19 15:00 | 15 | 5 | 86.6636 | 86.6636 | 86.6636 | 86.6636 | 31.3556
2018-04-19 16:00 | 16 | 5 | 86.5568 | 86.5568 | 86.5568 | 86.5568 | 31.317
2018-04-19 17:00 | 17 | 5 | 86.6865 | 86.6865 | 86.6865 | 86.6865 | 31.3639
2018-04-19 18:00 | 18 | 5 | 86.7262 | 86.7262 | 86.7262 | 86.7262 | 31.3782
2018-04-19 19:00 | 19 | 5 | 86.5187 | 86.5187 | 86.5187 | 86.5187 | 31.3032
2018-04-19 20:00 | 20 | 5 | 86.5766 | 86.5766 | 86.5766 | 86.5766 | 31.3241
2018-04-19 21:00 | 21 | 5 | 86.6194 | 86.6194 | 86.6194 | 86.6194 | 31.3396
2018-04-19 22:00 | 22 | 5 | 86.6743 | 86.6743 | 86.6743 | 86.6743 | 31.3595
2018-04-19 23:00 | 23 | 5 | 86.5644 | 86.5644 | 86.5644 | 86.5644 | 31.3197
2018-04-20 | 0 | 6 | 86.2226 | 86.2226 | 86.2226 | 86.2226 | 31.196
2018-04-20 01:00 | 1 | 6 | 86.1128 | 86.1128 | 86.1128 | 86.1128 | 31.1563
2018-04-20 02:00 | 2 | 6 | 86.2791 | 86.2791 | 86.2791 | 86.2791 | 31.2165
2018-04-20 03:00 | 3 | 6 | 86.0014 | 86.0014 | 86.0014 | 86.0014 | 31.116
2018-04-20 04:00 | 4 | 6 | 86.0533 | 86.0533 | 86.0533 | 86.0533 | 31.1348
2018-04-20 05:00 | 5 | 6 | 86.2257 | 86.2257 | 86.2257 | 86.2257 | 31.1972
2018-04-20 06:00 | 6 | 6 | 86.4332 | 86.4332 | 86.4332 | 86.4332 | 31.2722
2018-04-20 07:00 | 7 | 6 | 86.5873 | 86.5873 | 86.5873 | 86.5873 | 31.328
2018-04-20 08:00 | 8 | 6 | 86.3691 | 86.3691 | 86.3691 | 86.3691 | 31.249
2018-04-20 09:00 | 9 | 6 | 86.334 | 86.334 | 86.334 | 86.334 | 31.2363
2018-04-20 10:00 | 10 | 6 | 86.5126 | 86.5126 | 86.5126 | 86.5126 | 31.301
2018-04-20 11:00 | 11 | 6 | 86.5003 | 86.5003 | 86.5003 | 86.5003 | 31.2965
2018-04-20 12:00 | 12 | 6 | 86.7002 | 86.7002 | 86.7002 | 86.7002 | 31.3688
2018-04-20 13:00 | 13 | 6 | 86.363 | 86.363 | 86.363 | 86.363 | 31.2468
2018-04-20 14:00 | 14 | 6 | 86.4408 | 86.4408 | 86.4408 | 86.4408 | 31.275
2018-04-20 15:00 | 15 | 6 | 86.2943 | 86.2943 | 86.2943 | 86.2943 | 31.222
2018-04-20 16:00 | 16 | 6 | 86.3706 | 86.3706 | 86.3706 | 86.3706 | 31.2496
2018-04-20 17:00 | 17 | 6 | 86.2882 | 86.2882 | 86.2882 | 86.2882 | 31.2198
2018-04-20 18:00 | 18 | 6 | 86.1875 | 86.1875 | 86.1875 | 86.1875 | 31.1833
2018-04-20 19:00 | 19 | 6 | 86.099 | 86.099 | 86.099 | 86.099 | 31.1513
2018-04-20 20:00 | 20 | 6 | 86.1997 | 86.1997 | 86.1997 | 86.1997 | 31.1877
2018-04-20 21:00 | 21 | 6 | 86.3767 | 86.3767 | 86.3767 | 86.3767 | 31.2518
2018-04-20 22:00 | 22 | 6 | 86.3691 | 86.3691 | 86.3691 | 86.3691 | 31.249
2018-04-20 23:00 | 23 | 6 | 86.4012 | 86.4012 | 86.4012 | 86.4012 | 31.2607
2018-04-21 | 0 | 7 | 86.0121 | 86.0121 | 86.0121 | 86.0121 | 31.1199
2018-04-21 01:00 | 1 | 7 | 85.919 | 85.919 | 85.919 | 85.919 | 31.0862
2018-04-21 02:00 | 2 | 7 | 86.0533 | 86.0533 | 86.0533 | 86.0533 | 31.1348
2018-04-21 03:00 | 3 | 7 | 86.1677 | 86.1677 | 86.1677 | 86.1677 | 31.1762
2018-04-21 04:00 | 4 | 7 | 86.3081 | 86.3081 | 86.3081 | 86.3081 | 31.227
2018-04-21 05:00 | 5 | 7 | 86.2562 | 86.2562 | 86.2562 | 86.2562 | 31.2082
2018-04-21 06:00 | 6 | 7 | 86.1234 | 86.1234 | 86.1234 | 86.1234 | 31.1601
2018-04-21 07:00 | 7 | 7 | 86.1906 | 86.1906 | 86.1906 | 86.1906 | 31.1845
2018-04-21 08:00 | 8 | 7 | 86.36 | 86.36 | 86.36 | 86.36 | 31.2457
2018-04-21 09:00 | 9 | 7 | 86.4912 | 86.4912 | 86.4912 | 86.4912 | 31.2932
2018-04-21 10:00 | 10 | 7 | 86.1982 | 86.1982 | 86.1982 | 86.1982 | 31.1872
2018-04-21 11:00 | 11 | 7 | 86.1707 | 86.1707 | 86.1707 | 86.1707 | 31.1773
2018-04-21 12:00 | 12 | 7 | 86.5019 | 86.5019 | 86.5019 | 86.5019 | 31.2971
2018-04-21 13:00 | 13 | 7 | 86.6148 | 86.6148 | 86.6148 | 86.6148 | 31.3379
2018-04-21 14:00 | 14 | 7 | 86.4439 | 86.4439 | 86.4439 | 86.4439 | 31.2761
2018-04-21 15:00 | 15 | 7 | 86.5522 | 86.5522 | 86.5522 | 86.5522 | 31.3153
2018-04-21 16:00 | 16 | 7 | 86.5644 | 86.5644 | 86.5644 | 86.5644 | 31.3197
2018-04-21 17:00 | 17 | 7 | 86.7445 | 86.7445 | 86.7445 | 86.7445 | 31.3849
2018-04-21 18:00 | 18 | 7 | 86.4668 | 86.4668 | 86.4668 | 86.4668 | 31.2844
2018-04-21 19:00 | 19 | 7 | 86.3661 | 86.3661 | 86.3661 | 86.3661 | 31.248
2018-04-21 20:00 | 20 | 7 | 86.1173 | 86.1173 | 86.1173 | 86.1173 | 31.1579
2018-04-21 21:00 | 21 | 7 | 86.1555 | 86.1555 | 86.1555 | 86.1555 | 31.1718
2018-04-21 22:00 | 22 | 7 | 86.2211 | 86.2211 | 86.2211 | 86.2211 | 31.1955
2018-04-21 23:00 | 23 | 7 | 86.2226 | 86.2226 | 86.2226 | 86.2226 | 31.196
2018-04-22 | 0 | 1 | 86.2364 | 86.2364 | 86.2364 | 86.2364 | 31.201
2018-04-22 01:00 | 1 | 1 | 86.3188 | 86.3188 | 86.3188 | 86.3188 | 31.2308
2018-04-22 02:00 | 2 | 1 | 86.2119 | 86.2119 | 86.2119 | 86.2119 | 31.1922
2018-04-22 03:00 | 3 | 1 | 86.1845 | 86.1845 | 86.1845 | 86.1845 | 31.1822
2018-04-22 04:00 | 4 | 1 | 86.2455 | 86.2455 | 86.2455 | 86.2455 | 31.2043
2018-04-22 05:00 | 5 | 1 | 86.2333 | 86.2333 | 86.2333 | 86.2333 | 31.1999
2018-04-22 06:00 | 6 | 1 | 86.2776 | 86.2776 | 86.2776 | 86.2776 | 31.2159
2018-04-22 07:00 | 7 | 1 | 86.2867 | 86.2867 | 86.2867 | 86.2867 | 31.2192
2018-04-22 08:00 | 8 | 1 | 86.2989 | 86.2989 | 86.2989 | 86.2989 | 31.2236
2018-04-22 09:00 | 9 | 1 | 86.2867 | 86.2867 | 86.2867 | 86.2867 | 31.2192
2018-04-22 10:00 | 10 | 1 | 86.2882 | 86.2882 | 86.2882 | 86.2882 | 31.2198
2018-04-22 11:00 | 11 | 1 | 86.1845 | 86.1845 | 86.1845 | 86.1845 | 31.1822
2018-04-22 12:00 | 12 | 1 | 86.1418 | 86.1418 | 86.1418 | 86.1418 | 31.1668
2018-04-22 13:00 | 13 | 1 | 86.1479 | 86.1479 | 86.1479 | 86.1479 | 31.169
2018-04-22 14:00 | 14 | 1 | 86.1112 | 86.1112 | 86.1112 | 86.1112 | 31.1557
2018-04-22 15:00 | 15 | 1 | 86.2455 | 86.2455 | 86.2455 | 86.2455 | 31.2043
2018-04-22 16:00 | 16 | 1 | 86.3447 | 86.3447 | 86.3447 | 86.3447 | 31.2402
2018-04-22 17:00 | 17 | 1 | 86.4805 | 86.4805 | 86.4805 | 86.4805 | 31.2893
2018-04-22 18:00 | 18 | 1 | 86.4332 | 86.4332 | 86.4332 | 86.4332 | 31.2722
2018-04-22 19:00 | 19 | 1 | 85.6794 | 85.6794 | 85.6794 | 85.6794 | 30.9995
2018-04-22 20:00 | 20 | 1 | 86.3294 | 86.3294 | 86.3294 | 86.3294 | 31.2347
2018-04-22 21:00 | 21 | 1 | 86.3569 | 86.3569 | 86.3569 | 86.3569 | 31.2446
2018-04-22 22:00 | 22 | 1 | 86.4881 | 86.4881 | 86.4881 | 86.4881 | 31.2921
2018-04-22 23:00 | 23 | 1 | 86.4332 | 86.4332 | 86.4332 | 86.4332 | 31.2722
2018-04-23 | 0 | 2 | 86.4088 | 86.4088 | 86.4088 | 86.4088 | 31.2634
2018-04-23 01:00 | 1 | 2 | 86.0426 | 86.0426 | 86.0426 | 86.0426 | 31.1309
2018-04-23 02:00 | 2 | 2 | 86.392 | 86.392 | 86.392 | 86.392 | 31.2573
2018-04-23 03:00 | 3 | 2 | 86.2776 | 86.2776 | 86.2776 | 86.2776 | 31.2159
2018-04-23 04:00 | 4 | 2 | 86.5034 | 86.5034 | 86.5034 | 86.5034 | 31.2976
2018-04-23 05:00 | 5 | 2 | 86.3661 | 86.3661 | 86.3661 | 86.3661 | 31.248
2018-04-23 06:00 | 6 | 2 | 86.2898 | 86.2898 | 86.2898 | 86.2898 | 31.2203
2018-04-23 07:00 | 7 | 2 | 86.2043 | 86.2043 | 86.2043 | 86.2043 | 31.1894
2018-04-23 08:00 | 8 | 2 | 86.3355 | 86.3355 | 86.3355 | 86.3355 | 31.2369
2018-04-23 09:00 | 9 | 2 | 86.3798 | 86.3798 | 86.3798 | 86.3798 | 31.2529
2018-04-23 10:00 | 10 | 2 | 86.2272 | 86.2272 | 86.2272 | 86.2272 | 31.1977
2018-04-23 11:00 | 11 | 2 | 86.2119 | 86.2119 | 86.2119 | 86.2119 | 31.1922
2018-04-23 12:00 | 12 | 2 | 86.389 | 86.389 | 86.389 | 86.389 | 31.2562
2018-04-23 13:00 | 13 | 2 | 86.4027 | 86.4027 | 86.4027 | 86.4027 | 31.2612
2018-04-23 14:00 | 14 | 2 | 86.3783 | 86.3783 | 86.3783 | 86.3783 | 31.2524
2018-04-23 15:00 | 15 | 2 | 86.3355 | 86.3355 | 86.3355 | 86.3355 | 31.2369
2018-04-23 16:00 | 16 | 2 | 86.3493 | 86.3493 | 86.3493 | 86.3493 | 31.2419
2018-04-23 17:00 | 17 | 2 | 86.244 | 86.244 | 86.244 | 86.244 | 31.2038
2018-04-23 18:00 | 18 | 2 | 86.3142 | 86.3142 | 86.3142 | 86.3142 | 31.2292
2018-04-23 19:00 | 19 | 2 | 86.2089 | 86.2089 | 86.2089 | 86.2089 | 31.1911
2018-04-23 20:00 | 20 | 2 | 86.2181 | 86.2181 | 86.2181 | 86.2181 | 31.1944
2018-04-23 21:00 | 21 | 2 | 86.1494 | 86.1494 | 86.1494 | 86.1494 | 31.1696
2018-04-23 22:00 | 22 | 2 | 86.2593 | 86.2593 | 86.2593 | 86.2593 | 31.2093
2018-04-23 23:00 | 23 | 2 | 86.4424 | 86.4424 | 86.4424 | 86.4424 | 31.2756
2018-04-24 | 0 | 3 | 86.4637 | 86.4637 | 86.4637 | 86.4637 | 31.2833
2018-04-24 01:00 | 1 | 3 | 86.5629 | 86.5629 | 86.5629 | 86.5629 | 31.3192
2018-04-24 02:00 | 2 | 3 | 86.3706 | 86.3706 | 86.3706 | 86.3706 | 31.2496
2018-04-24 03:00 | 3 | 3 | 86.3523 | 86.3523 | 86.3523 | 86.3523 | 31.243
2018-04-24 04:00 | 4 | 3 | 86.3676 | 86.3676 | 86.3676 | 86.3676 | 31.2485
2018-04-24 05:00 | 5 | 3 | 86.4027 | 86.4027 | 86.4027 | 86.4027 | 31.2612
2018-04-24 06:00 | 6 | 3 | 86.4652 | 86.4652 | 86.4652 | 86.4652 | 31.2838
2018-04-24 07:00 | 7 | 3 | 86.4012 | 86.4012 | 86.4012 | 86.4012 | 31.2607
2018-04-24 08:00 | 8 | 3 | 86.4515 | 86.4515 | 86.4515 | 86.4515 | 31.2789
2018-04-24 09:00 | 9 | 3 | 86.2028 | 86.2028 | 86.2028 | 86.2028 | 31.1889
2018-04-24 10:00 | 10 | 3 | 86.2715 | 86.2715 | 86.2715 | 86.2715 | 31.2137
2018-04-24 11:00 | 11 | 3 | 86.7567 | 86.7567 | 86.7567 | 86.7567 | 31.3893
2018-04-24 12:00 | 12 | 3 | 86.6194 | 86.6194 | 86.6194 | 86.6194 | 31.3396
2018-04-24 13:00 | 13 | 3 | 86.6377 | 86.6377 | 86.6377 | 86.6377 | 31.3462
2018-04-24 14:00 | 14 | 3 | 86.8757 | 86.8757 | 86.8757 | 86.8757 | 31.4323
2018-04-24 15:00 | 15 | 3 | 86.7994 | 86.7994 | 86.7994 | 86.7994 | 31.4047
2018-04-24 16:00 | 16 | 3 | 86.7674 | 86.7674 | 86.7674 | 86.7674 | 31.3931
2018-04-24 17:00 | 17 | 3 | 86.7384 | 86.7384 | 86.7384 | 86.7384 | 31.3827
2018-04-24 18:00 | 18 | 3 | 86.7124 | 86.7124 | 86.7124 | 86.7124 | 31.3732
2018-04-24 19:00 | 19 | 3 | 86.8376 | 86.8376 | 86.8376 | 86.8376 | 31.4185
2018-04-24 20:00 | 20 | 3 | 86.627 | 86.627 | 86.627 | 86.627 | 31.3423
2018-04-24 21:00 | 21 | 3 | 86.6239 | 86.6239 | 86.6239 | 86.6239 | 31.3412
2018-04-24 22:00 | 22 | 3 | 86.714 | 86.714 | 86.714 | 86.714 | 31.3738
2018-04-24 23:00 | 23 | 3 | 86.8971 | 86.8971 | 86.8971 | 86.8971 | 31.4401
2018-04-25 | 0 | 4 | 0 | 0 | 0 | 0 | 0
2018-04-25 01:00 | 1 | 4 | 0 | 0 | 0 | 0 | 0
2018-04-25 02:00 | 2 | 4 | 0 | 0 | 0 | 0 | 0
2018-04-25 03:00 | 3 | 4 | 0 | 0 | 0 | 0 | 0
2018-04-25 04:00 | 4 | 4 | 0 | 0 | 0 | 0 | 0
2018-04-25 05:00 | 5 | 4 | 0 | 0 | 0 | 0 | 0
2018-04-25 06:00 | 6 | 4 | 0 | 0 | 0 | 0 | 0
2018-04-25 07:00 | 7 | 4 | 0 | 0 | 0 | 0 | 0
2018-04-25 08:00 | 8 | 4 | 0 | 0 | 0 | 0 | 0
2018-04-25 09:00 | 9 | 4 | 0 | 0 | 0 | 0 | 0
2018-04-25 10:00 | 10 | 4 | 0 | 0 | 0 | 0 | 0
2018-04-25 11:00 | 11 | 4 | 0 | 0 | 0 | 0 | 0
2018-04-25 12:00 | 12 | 4 | 0 | 0 | 0 | 0 | 0
2018-04-25 13:00 | 13 | 4 | 0 | 0 | 0 | 0 | 0
2018-04-25 14:00 | 14 | 4 | 0 | 0 | 0 | 0 | 0
2018-04-25 15:00 | 15 | 4 | 0 | 0 | 0 | 0 | 0
2018-04-25 16:00 | 16 | 4 | 0 | 0 | 0 | 0 | 0
2018-04-25 17:00 | 17 | 4 | 0 | 0 | 0 | 0 | 0
2018-04-25 18:00 | 18 | 4 | 0 | 0 | 0 | 0 | 0
2018-04-25 19:00 | 19 | 4 | 0 | 0 | 0 | 0 | 0
2018-04-25 20:00 | 20 | 4 | 0 | 0 | 0 | 0 | 0
2018-04-25 21:00 | 21 | 4 | 0 | 0 | 0 | 0 | 0
2018-04-25 22:00 | 22 | 4 | 0 | 0 | 0 | 0 | 0
2018-04-25 23:00 | 23 | 4 | 0 | 0 | 0 | 0 | 0
2018-04-26 | 0 | 5 | 86.5492 | 86.5492 | 86.5492 | 86.5492 | 31.3142
2018-04-26 01:00 | 1 | 5 | 86.7201 | 86.7201 | 86.7201 | 86.7201 | 31.376
2018-04-26 02:00 | 2 | 5 | 86.5095 | 86.5095 | 86.5095 | 86.5095 | 31.2998
2018-04-26 03:00 | 3 | 5 | 86.4576 | 86.4576 | 86.4576 | 86.4576 | 31.2811
2018-04-26 04:00 | 4 | 5 | 86.6316 | 86.6316 | 86.6316 | 86.6316 | 31.344
2018-04-26 05:00 | 5 | 5 | 86.569 | 86.569 | 86.569 | 86.569 | 31.3214
2018-04-26 06:00 | 6 | 5 | 86.6468 | 86.6468 | 86.6468 | 86.6468 | 31.3495
2018-04-26 07:00 | 7 | 5 | 86.6361 | 86.6361 | 86.6361 | 86.6361 | 31.3456
2018-04-26 08:00 | 8 | 5 | 86.6819 | 86.6819 | 86.6819 | 86.6819 | 31.3622
2018-04-26 09:00 | 9 | 5 | 86.7094 | 86.7094 | 86.7094 | 86.7094 | 31.3722
2018-04-26 10:00 | 10 | 5 | 86.7933 | 86.7933 | 86.7933 | 86.7933 | 31.4025
2018-04-26 11:00 | 11 | 5 | 86.8009 | 86.8009 | 86.8009 | 86.8009 | 31.4053
2018-04-26 12:00 | 12 | 5 | 86.6728 | 86.6728 | 86.6728 | 86.6728 | 31.3589
2018-04-26 13:00 | 13 | 5 | 86.6316 | 86.6316 | 86.6316 | 86.6316 | 31.344
2018-04-26 14:00 | 14 | 5 | 86.6316 | 86.6316 | 86.6316 | 86.6316 | 31.344
2018-04-26 15:00 | 15 | 5 | 86.6636 | 86.6636 | 86.6636 | 86.6636 | 31.3556
2018-04-26 16:00 | 16 | 5 | 86.5568 | 86.5568 | 86.5568 | 86.5568 | 31.317
2018-04-26 17:00 | 17 | 5 | 86.6865 | 86.6865 | 86.6865 | 86.6865 | 31.3639
2018-04-26 18:00 | 18 | 5 | 86.7262 | 86.7262 | 86.7262 | 86.7262 | 31.3782
2018-04-26 19:00 | 19 | 5 | 86.5187 | 86.5187 | 86.5187 | 86.5187 | 31.3032
2018-04-26 20:00 | 20 | 5 | 86.5766 | 86.5766 | 86.5766 | 86.5766 | 31.3241
2018-04-26 21:00 | 21 | 5 | 86.6194 | 86.6194 | 86.6194 | 86.6194 | 31.3396
2018-04-26 22:00 | 22 | 5 | 86.6743 | 86.6743 | 86.6743 | 86.6743 | 31.3595
2018-04-26 23:00 | 23 | 5 | 86.5644 | 86.5644 | 86.5644 | 86.5644 | 31.3197
2018-04-27 | 0 | 6 | 86.2226 | 86.2226 | 86.2226 | 86.2226 | 31.196
2018-04-27 01:00 | 1 | 6 | 86.1128 | 86.1128 | 86.1128 | 86.1128 | 31.1563
2018-04-27 02:00 | 2 | 6 | 86.2791 | 86.2791 | 86.2791 | 86.2791 | 31.2165
2018-04-27 03:00 | 3 | 6 | 86.0014 | 86.0014 | 86.0014 | 86.0014 | 31.116
2018-04-27 04:00 | 4 | 6 | 86.0533 | 86.0533 | 86.0533 | 86.0533 | 31.1348
2018-04-27 05:00 | 5 | 6 | 86.2257 | 86.2257 | 86.2257 | 86.2257 | 31.1972
2018-04-27 06:00 | 6 | 6 | 86.4332 | 86.4332 | 86.4332 | 86.4332 | 31.2722
2018-04-27 07:00 | 7 | 6 | 86.5873 | 86.5873 | 86.5873 | 86.5873 | 31.328
2018-04-27 08:00 | 8 | 6 | 86.3691 | 86.3691 | 86.3691 | 86.3691 | 31.249
2018-04-27 09:00 | 9 | 6 | 86.334 | 86.334 | 86.334 | 86.334 | 31.2363
2018-04-27 10:00 | 10 | 6 | 86.5126 | 86.5126 | 86.5126 | 86.5126 | 31.301
2018-04-27 11:00 | 11 | 6 | 86.5003 | 86.5003 | 86.5003 | 86.5003 | 31.2965
2018-04-27 12:00 | 12 | 6 | 86.7002 | 86.7002 | 86.7002 | 86.7002 | 31.3688
2018-04-27 13:00 | 13 | 6 | 86.363 | 86.363 | 86.363 | 86.363 | 31.2468
2018-04-27 14:00 | 14 | 6 | 86.4408 | 86.4408 | 86.4408 | 86.4408 | 31.275
2018-04-27 15:00 | 15 | 6 | 86.2943 | 86.2943 | 86.2943 | 86.2943 | 31.222
2018-04-27 16:00 | 16 | 6 | 86.3706 | 86.3706 | 86.3706 | 86.3706 | 31.2496
2018-04-27 17:00 | 17 | 6 | 86.2882 | 86.2882 | 86.2882 | 86.2882 | 31.2198
2018-04-27 18:00 | 18 | 6 | 86.1875 | 86.1875 | 86.1875 | 86.1875 | 31.1833
2018-04-27 19:00 | 19 | 6 | 86.099 | 86.099 | 86.099 | 86.099 | 31.1513
2018-04-27 20:00 | 20 | 6 | 86.1997 | 86.1997 | 86.1997 | 86.1997 | 31.1877
2018-04-27 21:00 | 21 | 6 | 86.3767 | 86.3767 | 86.3767 | 86.3767 | 31.2518
2018-04-27 22:00 | 22 | 6 | 86.3691 | 86.3691 | 86.3691 | 86.3691 | 31.249
2018-04-27 23:00 | 23 | 6 | 86.4012 | 86.4012 | 86.4012 | 86.4012 | 31.2607
2018-04-28 | 0 | 7 | 86.0121 | 86.0121 | 86.0121 | 86.0121 | 31.1199
2018-04-28 01:00 | 1 | 7 | 85.919 | 85.919 | 85.919 | 85.919 | 31.0862
2018-04-28 02:00 | 2 | 7 | 86.0533 | 86.0533 | 86.0533 | 86.0533 | 31.1348
2018-04-28 03:00 | 3 | 7 | 86.1677 | 86.1677 | 86.1677 | 86.1677 | 31.1762
2018-04-28 04:00 | 4 | 7 | 86.3081 | 86.3081 | 86.3081 | 86.3081 | 31.227
2018-04-28 05:00 | 5 | 7 | 86.2562 | 86.2562 | 86.2562 | 86.2562 | 31.2082
2018-04-28 06:00 | 6 | 7 | 86.1234 | 86.1234 | 86.1234 | 86.1234 | 31.1601
2018-04-28 07:00 | 7 | 7 | 86.1906 | 86.1906 | 86.1906 | 86.1906 | 31.1845
2018-04-28 08:00 | 8 | 7 | 86.36 | 86.36 | 86.36 | 86.36 | 31.2457
2018-04-28 09:00 | 9 | 7 | 86.4912 | 86.4912 | 86.4912 | 86.4912 | 31.2932
2018-04-28 10:00 | 10 | 7 | 86.1982 | 86.1982 | 86.1982 | 86.1982 | 31.1872
2018-04-28 11:00 | 11 | 7 | 86.1707 | 86.1707 | 86.1707 | 86.1707 | 31.1773
2018-04-28 12:00 | 12 | 7 | 86.5019 | 86.5019 | 86.5019 | 86.5019 | 31.2971
2018-04-28 13:00 | 13 | 7 | 86.6148 | 86.6148 | 86.6148 | 86.6148 | 31.3379
2018-04-28 14:00 | 14 | 7 | 86.4439 | 86.4439 | 86.4439 | 86.4439 | 31.2761
2018-04-28 15:00 | 15 | 7 | 86.5522 | 86.5522 | 86.5522 | 86.5522 | 31.3153
2018-04-28 16:00 | 16 | 7 | 86.5644 | 86.5644 | 86.5644 | 86.5644 | 31.3197
2018-04-28 17:00 | 17 | 7 | 86.7445 | 86.7445 | 86.7445 | 86.7445 | 31.3849
2018-04-28 18:00 | 18 | 7 | 86.4668 | 86.4668 | 86.4668 | 86.4668 | 31.2844
2018-04-28 19:00 | 19 | 7 | 86.3661 | 86.3661 | 86.3661 | 86.3661 | 31.248
2018-04-28 20:00 | 20 | 7 | 86.1173 | 86.1173 | 86.1173 | 86.1173 | 31.1579
2018-04-28 21:00 | 21 | 7 | 86.1555 | 86.1555 | 86.1555 | 86.1555 | 31.1718
2018-04-28 22:00 | 22 | 7 | 86.2211 | 86.2211 | 86.2211 | 86.2211 | 31.1955
2018-04-28 23:00 | 23 | 7 | 86.2226 | 86.2226 | 86.2226 | 86.2226 | 31.196
2018-04-29 | 0 | 1 | 86.2364 | 86.2364 | 86.2364 | 86.2364 | 31.201
2018-04-29 01:00 | 1 | 1 | 86.3188 | 86.3188 | 86.3188 | 86.3188 | 31.2308
2018-04-29 02:00 | 2 | 1 | 86.2119 | 86.2119 | 86.2119 | 86.2119 | 31.1922
2018-04-29 03:00 | 3 | 1 | 86.1845 | 86.1845 | 86.1845 | 86.1845 | 31.1822
2018-04-29 04:00 | 4 | 1 | 86.2455 | 86.2455 | 86.2455 | 86.2455 | 31.2043
2018-04-29 05:00 | 5 | 1 | 86.2333 | 86.2333 | 86.2333 | 86.2333 | 31.1999
2018-04-29 06:00 | 6 | 1 | 86.2776 | 86.2776 | 86.2776 | 86.2776 | 31.2159
2018-04-29 07:00 | 7 | 1 | 86.2867 | 86.2867 | 86.2867 | 86.2867 | 31.2192
2018-04-29 08:00 | 8 | 1 | 86.2989 | 86.2989 | 86.2989 | 86.2989 | 31.2236
2018-04-29 09:00 | 9 | 1 | 86.2867 | 86.2867 | 86.2867 | 86.2867 | 31.2192
2018-04-29 10:00 | 10 | 1 | 86.2882 | 86.2882 | 86.2882 | 86.2882 | 31.2198
2018-04-29 11:00 | 11 | 1 | 86.1845 | 86.1845 | 86.1845 | 86.1845 | 31.1822
2018-04-29 12:00 | 12 | 1 | 86.1418 | 86.1418 | 86.1418 | 86.1418 | 31.1668
2018-04-29 13:00 | 13 | 1 | 86.1479 | 86.1479 | 86.1479 | 86.1479 | 31.169
2018-04-29 14:00 | 14 | 1 | 86.1112 | 86.1112 | 86.1112 | 86.1112 | 31.1557
2018-04-29 15:00 | 15 | 1 | 86.2455 | 86.2455 | 86.2455 | 86.2455 | 31.2043
2018-04-29 16:00 | 16 | 1 | 86.3447 | 86.3447 | 86.3447 | 86.3447 | 31.2402
2018-04-29 17:00 | 17 | 1 | 86.4805 | 86.4805 | 86.4805 | 86.4805 | 31.2893
2018-04-29 18:00 | 18 | 1 | 86.4332 | 86.4332 | 86.4332 | 86.4332 | 31.2722
2018-04-29 19:00 | 19 | 1 | 85.6794 | 85.6794 | 85.6794 | 85.6794 | 30.9995
2018-04-29 20:00 | 20 | 1 | 86.3294 | 86.3294 | 86.3294 | 86.3294 | 31.2347
2018-04-29 21:00 | 21 | 1 | 86.3569 | 86.3569 | 86.3569 | 86.3569 | 31.2446
2018-04-29 22:00 | 22 | 1 | 86.4881 | 86.4881 | 86.4881 | 86.4881 | 31.2921
2018-04-29 23:00 | 23 | 1 | 86.4332 | 86.4332 | 86.4332 | 86.4332 | 31.2722
2018-04-30 | 0 | 2 | 86.4088 | 86.4088 | 86.4088 | 86.4088 | 31.2634
2018-04-30 01:00 | 1 | 2 | 86.0426 | 86.0426 | 86.0426 | 86.0426 | 31.1309
2018-04-30 02:00 | 2 | 2 | 86.392 | 86.392 | 86.392 | 86.392 | 31.2573
2018-04-30 03:00 | 3 | 2 | 86.2776 | 86.2776 | 86.2776 | 86.2776 | 31.2159
2018-04-30 04:00 | 4 | 2 | 86.5034 | 86.5034 | 86.5034 | 86.5034 | 31.2976
2018-04-30 05:00 | 5 | 2 | 86.3661 | 86.3661 | 86.3661 | 86.3661 | 31.248
2018-04-30 06:00 | 6 | 2 | 86.2898 | 86.2898 | 86.2898 | 86.2898 | 31.2203
2018-04-30 07:00 | 7 | 2 | 86.2043 | 86.2043 | 86.2043 | 86.2043 | 31.1894
2018-04-30 08:00 | 8 | 2 | 86.3355 | 86.3355 | 86.3355 | 86.3355 | 31.2369
2018-04-30 09:00 | 9 | 2 | 86.3798 | 86.3798 | 86.3798 | 86.3798 | 31.2529
2018-04-30 10:00 | 10 | 2 | 86.2272 | 86.2272 | 86.2272 | 86.2272 | 31.1977
2018-04-30 11:00 | 11 | 2 | 86.2119 | 86.2119 | 86.2119 | 86.2119 | 31.1922
2018-04-30 12:00 | 12 | 2 | 86.389 | 86.389 | 86.389 | 86.389 | 31.2562
2018-04-30 13:00 | 13 | 2 | 86.4027 | 86.4027 | 86.4027 | 86.4027 | 31.2612
2018-04-30 14:00 | 14 | 2 | 86.3783 | 86.3783 | 86.3783 | 86.3783 | 31.2524
2018-04-30 15:00 | 15 | 2 | 86.3355 | 86.3355 | 86.3355 | 86.3355 | 31.2369
2018-04-30 16:00 | 16 | 2 | 86.3493 | 86.3493 | 86.3493 | 86.3493 | 31.2419
2018-04-30 17:00 | 17 | 2 | 86.244 | 86.244 | 86.244 | 86.244 | 31.2038
2018-04-30 18:00 | 18 | 2 | 86.3142 | 86.3142 | 86.3142 | 86.3142 | 31.2292
2018-04-30 19:00 | 19 | 2 | 86.2089 | 86.2089 | 86.2089 | 86.2089 | 31.1911
2018-04-30 20:00 | 20 | 2 | 86.2181 | 86.2181 | 86.2181 | 86.2181 | 31.1944
2018-04-30 21:00 | 21 | 2 | 86.1494 | 86.1494 | 86.1494 | 86.1494 | 31.1696
2018-04-30 22:00 | 22 | 2 | 86.2593 | 86.2593 | 86.2593 | 86.2593 | 31.2093
2018-04-30 23:00 | 23 | 2 | 86.4424 | 86.4424 | 86.4424 | 86.4424 | 31.2756
2018-05-01 | 0 | 3 | 86.4637 | 86.4637 | 86.4637 | 86.4637 | 31.2833
2018-05-01 01:00 | 1 | 3 | 86.5629 | 86.5629 | 86.5629 | 86.5629 | 31.3192
2018-05-01 02:00 | 2 | 3 | 86.3706 | 86.3706 | 86.3706 | 86.3706 | 31.2496
2018-05-01 03:00 | 3 | 3 | 86.3523 | 86.3523 | 86.3523 | 86.3523 | 31.243
2018-05-01 04:00 | 4 | 3 | 86.3676 | 86.3676 | 86.3676 | 86.3676 | 31.2485
2018-05-01 05:00 | 5 | 3 | 86.4027 | 86.4027 | 86.4027 | 86.4027 | 31.2612
2018-05-01 06:00 | 6 | 3 | 86.4652 | 86.4652 | 86.4652 | 86.4652 | 31.2838
2018-05-01 07:00 | 7 | 3 | 86.4012 | 86.4012 | 86.4012 | 86.4012 | 31.2607
2018-05-01 08:00 | 8 | 3 | 86.4515 | 86.4515 | 86.4515 | 86.4515 | 31.2789
2018-05-01 09:00 | 9 | 3 | 86.2028 | 86.2028 | 86.2028 | 86.2028 | 31.1889
2018-05-01 10:00 | 10 | 3 | 86.2715 | 86.2715 | 86.2715 | 86.2715 | 31.2137
2018-05-01 11:00 | 11 | 3 | 86.7567 | 86.7567 | 86.7567 | 86.7567 | 31.3893
2018-05-01 12:00 | 12 | 3 | 86.6194 | 86.6194 | 86.6194 | 86.6194 | 31.3396
2018-05-01 13:00 | 13 | 3 | 86.6377 | 86.6377 | 86.6377 | 86.6377 | 31.3462
2018-05-01 14:00 | 14 | 3 | 86.8757 | 86.8757 | 86.8757 | 86.8757 | 31.4323
2018-05-01 15:00 | 15 | 3 | 86.7994 | 86.7994 | 86.7994 | 86.7994 | 31.4047
2018-05-01 16:00 | 16 | 3 | 86.7674 | 86.7674 | 86.7674 | 86.7674 | 31.3931
2018-05-01 17:00 | 17 | 3 | 86.7384 | 86.7384 | 86.7384 | 86.7384 | 31.3827
2018-05-01 18:00 | 18 | 3 | 86.7124 | 86.7124 | 86.7124 | 86.7124 | 31.3732
2018-05-01 19:00 | 19 | 3 | 86.8376 | 86.8376 | 86.8376 | 86.8376 | 31.4185
2018-05-01 20:00 | 20 | 3 | 86.627 | 86.627 | 86.627 | 86.627 | 31.3423
2018-05-01 21:00 | 21 | 3 | 86.6239 | 86.6239 | 86.6239 | 86.6239 | 31.3412
2018-05-01 22:00 | 22 | 3 | 86.714 | 86.714 | 86.714 | 86.714 | 31.3738
2018-05-01 23:00 | 23 | 3 | 86.8971 | 86.8971 | 86.8971 | 86.8971 | 31.4401
2018-05-02 | 0 | 4 | 0 | 0 | 0 | 0 | 0
2018-05-02 01:00 | 1 | 4 | 0 | 0 | 0 | 0 | 0
2018-05-02 02:00 | 2 | 4 | 0 | 0 | 0 | 0 | 0
2018-05-02 03:00 | 3 | 4 | 0 | 0 | 0 | 0 | 0
2018-05-02 04:00 | 4 | 4 | 0 | 0 | 0 | 0 | 0
2018-05-02 05:00 | 5 | 4 | 0 | 0 | 0 | 0 | 0
2018-05-02 06:00 | 6 | 4 | 0 | 0 | 0 | 0 | 0
2018-05-02 07:00 | 7 | 4 | 0 | 0 | 0 | 0 | 0
2018-05-02 08:00 | 8 | 4 | 0 | 0 | 0 | 0 | 0
2018-05-02 09:00 | 9 | 4 | 0 | 0 | 0 | 0 | 0
2018-05-02 10:00 | 10 | 4 | 0 | 0 | 0 | 0 | 0
2018-05-02 11:00 | 11 | 4 | 0 | 0 | 0 | 0 | 0
2018-05-02 12:00 | 12 | 4 | 0 | 0 | 0 | 0 | 0
2018-05-02 13:00 | 13 | 4 | 0 | 0 | 0 | 0 | 0
2018-05-02 14:00 | 14 | 4 | 0 | 0 | 0 | 0 | 0
2018-05-02 15:00 | 15 | 4 | 0 | 0 | 0 | 0 | 0
2018-05-02 16:00 | 16 | 4 | 0 | 0 | 0 | 0 | 0
2018-05-02 17:00 | 17 | 4 | 0 | 0 | 0 | 0 | 0
2018-05-02 18:00 | 18 | 4 | 0 | 0 | 0 | 0 | 0
2018-05-02 19:00 | 19 | 4 | 0 | 0 | 0 | 0 | 0
2018-05-02 20:00 | 20 | 4 | 0 | 0 | 0 | 0 | 0
2018-05-02 21:00 | 21 | 4 | 0 | 0 | 0 | 0 | 0
2018-05-02 22:00 | 22 | 4 | 0 | 0 | 0 | 0 | 0
2018-05-02 23:00 | 23 | 4 | 0 | 0 | 0 | 0 | 0
2018-05-03 | 0 | 5 | 86.5492 | 86.5492 | 86.5492 | 86.5492 | 31.3142
2018-05-03 01:00 | 1 | 5 | 86.7201 | 86.7201 | 86.7201 | 86.7201 | 31.376
2018-05-03 02:00 | 2 | 5 | 86.5095 | 86.5095 | 86.5095 | 86.5095 | 31.2998
2018-05-03 03:00 | 3 | 5 | 86.4576 | 86.4576 | 86.4576 | 86.4576 | 31.2811
2018-05-03 04:00 | 4 | 5 | 86.6316 | 86.6316 | 86.6316 | 86.6316 | 31.344
2018-05-03 05:00 | 5 | 5 | 86.569 | 86.569 | 86.569 | 86.569 | 31.3214
2018-05-03 06:00 | 6 | 5 | 86.6468 | 86.6468 | 86.6468 | 86.6468 | 31.3495
2018-05-03 07:00 | 7 | 5 | 86.6361 | 86.6361 | 86.6361 | 86.6361 | 31.3456
2018-05-03 08:00 | 8 | 5 | 86.6819 | 86.6819 | 86.6819 | 86.6819 | 31.3622
2018-05-03 09:00 | 9 | 5 | 86.7094 | 86.7094 | 86.7094 | 86.7094 | 31.3722
2018-05-03 10:00 | 10 | 5 | 86.7933 | 86.7933 | 86.7933 | 86.7933 | 31.4025
2018-05-03 11:00 | 11 | 5 | 86.8009 | 86.8009 | 86.8009 | 86.8009 | 31.4053
2018-05-03 12:00 | 12 | 5 | 86.6728 | 86.6728 | 86.6728 | 86.6728 | 31.3589
2018-05-03 13:00 | 13 | 5 | 86.6316 | 86.6316 | 86.6316 | 86.6316 | 31.344
2018-05-03 14:00 | 14 | 5 | 86.6316 | 86.6316 | 86.6316 | 86.6316 | 31.344
2018-05-03 15:00 | 15 | 5 | 86.6636 | 86.6636 | 86.6636 | 86.6636 | 31.3556
2018-05-03 16:00 | 16 | 5 | 86.5568 | 86.5568 | 86.5568 | 86.5568 | 31.317
2018-05-03 17:00 | 17 | 5 | 86.6865 | 86.6865 | 86.6865 | 86.6865 | 31.3639
2018-05-03 18:00 | 18 | 5 | 86.7262 | 86.7262 | 86.7262 | 86.7262 | 31.3782
2018-05-03 19:00 | 19 | 5 | 86.5187 | 86.5187 | 86.5187 | 86.5187 | 31.3032
2018-05-03 20:00 | 20 | 5 | 86.5766 | 86.5766 | 86.5766 | 86.5766 | 31.3241
2018-05-03 21:00 | 21 | 5 | 86.6194 | 86.6194 | 86.6194 | 86.6194 | 31.3396
2018-05-03 22:00 | 22 | 5 | 86.6743 | 86.6743 | 86.6743 | 86.6743 | 31.3595
2018-05-03 23:00 | 23 | 5 | 86.5644 | 86.5644 | 86.5644 | 86.5644 | 31.3197
2018-05-04 | 0 | 6 | 86.2226 | 86.2226 | 86.2226 | 86.2226 | 31.196
2018-05-04 01:00 | 1 | 6 | 86.1128 | 86.1128 | 86.1128 | 86.1128 | 31.1563
2018-05-04 02:00 | 2 | 6 | 86.2791 | 86.2791 | 86.2791 | 86.2791 | 31.2165
2018-05-04 03:00 | 3 | 6 | 86.0014 | 86.0014 | 86.0014 | 86.0014 | 31.116
2018-05-04 04:00 | 4 | 6 | 86.0533 | 86.0533 | 86.0533 | 86.0533 | 31.1348
2018-05-04 05:00 | 5 | 6 | 86.2257 | 86.2257 | 86.2257 | 86.2257 | 31.1972
2018-05-04 06:00 | 6 | 6 | 86.4332 | 86.4332 | 86.4332 | 86.4332 | 31.2722
2018-05-04 07:00 | 7 | 6 | 86.5873 | 86.5873 | 86.5873 | 86.5873 | 31.328
2018-05-04 08:00 | 8 | 6 | 86.3691 | 86.3691 | 86.3691 | 86.3691 | 31.249
2018-05-04 09:00 | 9 | 6 | 86.334 | 86.334 | 86.334 | 86.334 | 31.2363
2018-05-04 10:00 | 10 | 6 | 86.5126 | 86.5126 | 86.5126 | 86.5126 | 31.301
2018-05-04 11:00 | 11 | 6 | 86.5003 | 86.5003 | 86.5003 | 86.5003 | 31.2965
2018-05-04 12:00 | 12 | 6 | 86.7002 | 86.7002 | 86.7002 | 86.7002 | 31.3688
2018-05-04 13:00 | 13 | 6 | 86.363 | 86.363 | 86.363 | 86.363 | 31.2468
2018-05-04 14:00 | 14 | 6 | 86.4408 | 86.4408 | 86.4408 | 86.4408 | 31.275
2018-05-04 15:00 | 15 | 6 | 86.2943 | 86.2943 | 86.2943 | 86.2943 | 31.222
2018-05-04 16:00 | 16 | 6 | 86.3706 | 86.3706 | 86.3706 | 86.3706 | 31.2496
2018-05-04 17:00 | 17 | 6 | 86.2882 | 86.2882 | 86.2882 | 86.2882 | 31.2198
2018-05-04 18:00 | 18 | 6 | 86.1875 | 86.1875 | 86.1875 | 86.1875 | 31.1833
2018-05-04 19:00 | 19 | 6 | 86.099 | 86.099 | 86.099 | 86.099 | 31.1513
2018-05-04 20:00 | 20 | 6 | 86.1997 | 86.1997 | 86.1997 | 86.1997 | 31.1877
2018-05-04 21:00 | 21 | 6 | 86.3767 | 86.3767 | 86.3767 | 86.3767 | 31.2518
2018-05-04 22:00 | 22 | 6 | 86.3691 | 86.3691 | 86.3691 | 86.3691 | 31.249
2018-05-04 23:00 | 23 | 6 | 86.4012 | 86.4012 | 86.4012 | 86.4012 | 31.2607
2018-05-05 | 0 | 7 | 86.0121 | 86.0121 | 86.0121 | 86.0121 | 31.1199
2018-05-05 01:00 | 1 | 7 | 85.919 | 85.919 | 85.919 | 85.919 | 31.0862
2018-05-05 02:00 | 2 | 7 | 86.0533 | 86.0533 | 86.0533 | 86.0533 | 31.1348
2018-05-05 03:00 | 3 | 7 | 86.1677 | 86.1677 | 86.1677 | 86.1677 | 31.1762
2018-05-05 04:00 | 4 | 7 | 86.3081 | 86.3081 | 86.3081 | 86.3081 | 31.227
2018-05-05 05:00 | 5 | 7 | 86.2562 | 86.2562 | 86.2562 | 86.2562 | 31.2082
2018-05-05 06:00 | 6 | 7 | 86.1234 | 86.1234 | 86.1234 | 86.1234 | 31.1601
2018-05-05 07:00 | 7 | 7 | 86.1906 | 86.1906 | 86.1906 | 86.1906 | 31.1845
2018-05-05 08:00 | 8 | 7 | 86.36 | 86.36 | 86.36 | 86.36 | 31.2457
2018-05-05 09:00 | 9 | 7 | 86.4912 | 86.4912 | 86.4912 | 86.4912 | 31.2932
2018-05-05 10:00 | 10 | 7 | 86.1982 | 86.1982 | 86.1982 | 86.1982 | 31.1872
2018-05-05 11:00 | 11 | 7 | 86.1707 | 86.1707 | 86.1707 | 86.1707 | 31.1773
2018-05-05 12:00 | 12 | 7 | 86.5019 | 86.5019 | 86.5019 | 86.5019 | 31.2971
2018-05-05 13:00 | 13 | 7 | 86.6148 | 86.6148 | 86.6148 | 86.6148 | 31.3379
2018-05-05 14:00 | 14 | 7 | 86.4439 | 86.4439 | 86.4439 | 86.4439 | 31.2761
2018-05-05 15:00 | 15 | 7 | 86.5522 | 86.5522 | 86.5522 | 86.5522 | 31.3153
2018-05-05 16:00 | 16 | 7 | 86.5644 | 86.5644 | 86.5644 | 86.5644 | 31.3197
2018-05-05 17:00 | 17 | 7 | 86.7445 | 86.7445 | 86.7445 | 86.7445 | 31.3849
2018-05-05 18:00 | 18 | 7 | 86.4668 | 86.4668 | 86.4668 | 86.4668 | 31.2844
2018-05-05 19:00 | 19 | 7 | 86.3661 | 86.3661 | 86.3661 | 86.3661 | 31.248
2018-05-05 20:00 | 20 | 7 | 86.1173 | 86.1173 | 86.1173 | 86.1173 | 31.1579
2018-05-05 21:00 | 21 | 7 | 86.1555 | 86.1555 | 86.1555 | 86.1555 | 31.1718
2018-05-05 22:00 | 22 | 7 | 86.2211 | 86.2211 | 86.2211 | 86.2211 | 31.1955
2018-05-05 23:00 | 23 | 7 | 86.2226 | 86.2226 | 86.2226 | 86.2226 | 31.196
2018-05-06 | 0 | 1 | 86.2364 | 86.2364 | 86.2364 | 86.2364 | 31.201
2018-05-06 01:00 | 1 | 1 | 86.3188 | 86.3188 | 86.3188 | 86.3188 | 31.2308
2018-05-06 02:00 | 2 | 1 | 86.2119 | 86.2119 | 86.2119 | 86.2119 | 31.1922
2018-05-06 03:00 | 3 | 1 | 86.1845 | 86.1845 | 86.1845 | 86.1845 | 31.1822
2018-05-06 04:00 | 4 | 1 | 86.2455 | 86.2455 | 86.2455 | 86.2455 | 31.2043
2018-05-06 05:00 | 5 | 1 | 86.2333 | 86.2333 | 86.2333 | 86.2333 | 31.1999
2018-05-06 06:00 | 6 | 1 | 86.2776 | 86.2776 | 86.2776 | 86.2776 | 31.2159
2018-05-06 07:00 | 7 | 1 | 86.2867 | 86.2867 | 86.2867 | 86.2867 | 31.2192
2018-05-06 08:00 | 8 | 1 | 86.2989 | 86.2989 | 86.2989 | 86.2989 | 31.2236
2018-05-06 09:00 | 9 | 1 | 86.2867 | 86.2867 | 86.2867 | 86.2867 | 31.2192
2018-05-06 10:00 | 10 | 1 | 86.2882 | 86.2882 | 86.2882 | 86.2882 | 31.2198
2018-05-06 11:00 | 11 | 1 | 86.1845 | 86.1845 | 86.1845 | 86.1845 | 31.1822
2018-05-06 12:00 | 12 | 1 | 86.1418 | 86.1418 | 86.1418 | 86.1418 | 31.1668
2018-05-06 13:00 | 13 | 1 | 86.1479 | 86.1479 | 86.1479 | 86.1479 | 31.169
2018-05-06 14:00 | 14 | 1 | 86.1112 | 86.1112 | 86.1112 | 86.1112 | 31.1557
2018-05-06 15:00 | 15 | 1 | 86.2455 | 86.2455 | 86.2455 | 86.2455 | 31.2043
2018-05-06 16:00 | 16 | 1 | 86.3447 | 86.3447 | 86.3447 | 86.3447 | 31.2402
2018-05-06 17:00 | 17 | 1 | 86.4805 | 86.4805 | 86.4805 | 86.4805 | 31.2893
2018-05-06 18:00 | 18 | 1 | 86.4332 | 86.4332 | 86.4332 | 86.4332 | 31.2722
2018-05-06 19:00 | 19 | 1 | 85.6794 | 85.6794 | 85.6794 | 85.6794 | 30.9995
2018-05-06 20:00 | 20 | 1 | 86.3294 | 86.3294 | 86.3294 | 86.3294 | 31.2347
2018-05-06 21:00 | 21 | 1 | 86.3569 | 86.3569 | 86.3569 | 86.3569 | 31.2446
2018-05-06 22:00 | 22 | 1 | 86.4881 | 86.4881 | 86.4881 | 86.4881 | 31.2921
2018-05-06 23:00 | 23 | 1 | 86.4332 | 86.4332 | 86.4332 | 86.4332 | 31.2722
2018-05-07 | 0 | 2 | 86.4088 | 86.4088 | 86.4088 | 86.4088 | 31.2634
2018-05-07 01:00 | 1 | 2 | 86.0426 | 86.0426 | 86.0426 | 86.0426 | 31.1309
2018-05-07 02:00 | 2 | 2 | 86.392 | 86.392 | 86.392 | 86.392 | 31.2573
2018-05-07 03:00 | 3 | 2 | 86.2776 | 86.2776 | 86.2776 | 86.2776 | 31.2159
2018-05-07 04:00 | 4 | 2 | 86.5034 | 86.5034 | 86.5034 | 86.5034 | 31.2976
2018-05-07 05:00 | 5 | 2 | 86.3661 | 86.3661 | 86.3661 | 86.3661 | 31.248
2018-05-07 06:00 | 6 | 2 | 86.2898 | 86.2898 | 86.2898 | 86.2898 | 31.2203
2018-05-07 07:00 | 7 | 2 | 86.2043 | 86.2043 | 86.2043 | 86.2043 | 31.1894
2018-05-07 08:00 | 8 | 2 | 86.3355 | 86.3355 | 86.3355 | 86.3355 | 31.2369
2018-05-07 09:00 | 9 | 2 | 86.3798 | 86.3798 | 86.3798 | 86.3798 | 31.2529
2018-05-07 10:00 | 10 | 2 | 86.2272 | 86.2272 | 86.2272 | 86.2272 | 31.1977
2018-05-07 11:00 | 11 | 2 | 86.2119 | 86.2119 | 86.2119 | 86.2119 | 31.1922
2018-05-07 12:00 | 12 | 2 | 86.389 | 86.389 | 86.389 | 86.389 | 31.2562
2018-05-07 13:00 | 13 | 2 | 86.4027 | 86.4027 | 86.4027 | 86.4027 | 31.2612
2018-05-07 14:00 | 14 | 2 | 86.3783 | 86.3783 | 86.3783 | 86.3783 | 31.2524
2018-05-07 15:00 | 15 | 2 | 86.3355 | 86.3355 | 86.3355 | 86.3355 | 31.2369
2018-05-07 16:00 | 16 | 2 | 86.3493 | 86.3493 | 86.3493 | 86.3493 | 31.2419
2018-05-07 17:00 | 17 | 2 | 86.244 | 86.244 | 86.244 | 86.244 | 31.2038
2018-05-07 18:00 | 18 | 2 | 86.3142 | 86.3142 | 86.3142 | 86.3142 | 31.2292
2018-05-07 19:00 | 19 | 2 | 86.2089 | 86.2089 | 86.2089 | 86.2089 | 31.1911
2018-05-07 20:00 | 20 | 2 | 86.2181 | 86.2181 | 86.2181 | 86.2181 | 31.1944
2018-05-07 21:00 | 21 | 2 | 86.1494 | 86.1494 | 86.1494 | 86.1494 | 31.1696
2018-05-07 22:00 | 22 | 2 | 86.2593 | 86.2593 | 86.2593 | 86.2593 | 31.2093
2018-05-07 23:00 | 23 | 2 | 86.4424 | 86.4424 | 86.4424 | 86.4424 | 31.2756
2018-05-08 | 0 | 3 | 86.4637 | 86.4637 | 86.4637 | 86.4637 | 31.2833
2018-05-08 01:00 | 1 | 3 | 86.5629 | 86.5629 | 86.5629 | 86.5629 | 31.3192
2018-05-08 02:00 | 2 | 3 | 86.3706 | 86.3706 | 86.3706 | 86.3706 | 31.2496
2018-05-08 03:00 | 3 | 3 | 86.3523 | 86.3523 | 86.3523 | 86.3523 | 31.243
2018-05-08 04:00 | 4 | 3 | 86.3676 | 86.3676 | 86.3676 | 86.3676 | 31.2485
2018-05-08 05:00 | 5 | 3 | 86.4027 | 86.4027 | 86.4027 | 86.4027 | 31.2612
2018-05-08 06:00 | 6 | 3 | 86.4652 | 86.4652 | 86.4652 | 86.4652 | 31.2838
2018-05-08 07:00 | 7 | 3 | 86.4012 | 86.4012 | 86.4012 | 86.4012 | 31.2607
2018-05-08 08:00 | 8 | 3 | 86.4515 | 86.4515 | 86.4515 | 86.4515 | 31.2789
2018-05-08 09:00 | 9 | 3 | 86.2028 | 86.2028 | 86.2028 | 86.2028 | 31.1889
2018-05-08 10:00 | 10 | 3 | 86.2715 | 86.2715 | 86.2715 | 86.2715 | 31.2137
2018-05-08 11:00 | 11 | 3 | 86.7567 | 86.7567 | 86.7567 | 86.7567 | 31.3893
2018-05-08 12:00 | 12 | 3 | 86.6194 | 86.6194 | 86.6194 | 86.6194 | 31.3396
2018-05-08 13:00 | 13 | 3 | 86.6377 | 86.6377 | 86.6377 | 86.6377 | 31.3462
2018-05-08 14:00 | 14 | 3 | 86.8757 | 86.8757 | 86.8757 | 86.8757 | 31.4323
2018-05-08 15:00 | 15 | 3 | 86.7994 | 86.7994 | 86.7994 | 86.7994 | 31.4047
2018-05-08 16:00 | 16 | 3 | 86.7674 | 86.7674 | 86.7674 | 86.7674 | 31.3931
2018-05-08 17:00 | 17 | 3 | 86.7384 | 86.7384 | 86.7384 | 86.7384 | 31.3827
2018-05-08 18:00 | 18 | 3 | 86.7124 | 86.7124 | 86.7124 | 86.7124 | 31.3732
2018-05-08 19:00 | 19 | 3 | 86.8376 | 86.8376 | 86.8376 | 86.8376 | 31.4185
2018-05-08 20:00 | 20 | 3 | 86.627 | 86.627 | 86.627 | 86.627 | 31.3423
2018-05-08 21:00 | 21 | 3 | 86.6239 | 86.6239 | 86.6239 | 86.6239 | 31.3412
2018-05-08 22:00 | 22 | 3 | 86.714 | 86.714 | 86.714 | 86.714 | 31.3738
2018-05-08 23:00 | 23 | 3 | 86.8971 | 86.8971 | 86.8971 | 86.8971 | 31.4401
2018-05-09 | 0 | 4 | 0 | 0 | 0 | 0 | 0
2018-05-09 01:00 | 1 | 4 | 0 | 0 | 0 | 0 | 0
2018-05-09 02:00 | 2 | 4 | 0 | 0 | 0 | 0 | 0
2018-05-09 03:00 | 3 | 4 | 0 | 0 | 0 | 0 | 0
2018-05-09 04:00 | 4 | 4 | 0 | 0 | 0 | 0 | 0
2018-05-09 05:00 | 5 | 4 | 0 | 0 | 0 | 0 | 0
2018-05-09 06:00 | 6 | 4 | 0 | 0 | 0 | 0 | 0
2018-05-09 07:00 | 7 | 4 | 0 | 0 | 0 | 0 | 0
2018-05-09 08:00 | 8 | 4 | 0 | 0 | 0 | 0 | 0
2018-05-09 09:00 | 9 | 4 | 0 | 0 | 0 | 0 | 0
2018-05-09 10:00 | 10 | 4 | 0 | 0 | 0 | 0 | 0
2018-05-09 11:00 | 11 | 4 | 0 | 0 | 0 | 0 | 0
2018-05-09 12:00 | 12 | 4 | 0 | 0 | 0 | 0 | 0
2018-05-09 13:00 | 13 | 4 | 0 | 0 | 0 | 0 | 0
2018-05-09 14:00 | 14 | 4 | 0 | 0 | 0 | 0 | 0
2018-05-09 15:00 | 15 | 4 | 0 | 0 | 0 | 0 | 0
2018-05-09 16:00 | 16 | 4 | 0 | 0 | 0 | 0 | 0
2018-05-09 17:00 | 17 | 4 | 0 | 0 | 0 | 0 | 0
2018-05-09 18:00 | 18 | 4 | 0 | 0 | 0 | 0 | 0
2018-05-09 19:00 | 19 | 4 | 0 | 0 | 0 | 0 | 0
2018-05-09 20:00 | 20 | 4 | 0 | 0 | 0 | 0 | 0
2018-05-09 21:00 | 21 | 4 | 0 | 0 | 0 | 0 | 0
2018-05-09 22:00 | 22 | 4 | 0 | 0 | 0 | 0 | 0
2018-05-09 23:00 | 23 | 4 | 0 | 0 | 0 | 0 | 0
2018-05-10 | 0 | 5 | 86.5492 | 86.5492 | 86.5492 | 86.5492 | 31.3142
2018-05-10 01:00 | 1 | 5 | 86.7201 | 86.7201 | 86.7201 | 86.7201 | 31.376
2018-05-10 02:00 | 2 | 5 | 86.5095 | 86.5095 | 86.5095 | 86.5095 | 31.2998
2018-05-10 03:00 | 3 | 5 | 86.4576 | 86.4576 | 86.4576 | 86.4576 | 31.2811
2018-05-10 04:00 | 4 | 5 | 86.6316 | 86.6316 | 86.6316 | 86.6316 | 31.344
2018-05-10 05:00 | 5 | 5 | 86.569 | 86.569 | 86.569 | 86.569 | 31.3214
2018-05-10 06:00 | 6 | 5 | 86.6468 | 86.6468 | 86.6468 | 86.6468 | 31.3495
2018-05-10 07:00 | 7 | 5 | 86.6361 | 86.6361 | 86.6361 | 86.6361 | 31.3456
2018-05-10 08:00 | 8 | 5 | 86.6819 | 86.6819 | 86.6819 | 86.6819 | 31.3622
2018-05-10 09:00 | 9 | 5 | 86.7094 | 86.7094 | 86.7094 | 86.7094 | 31.3722
2018-05-10 10:00 | 10 | 5 | 86.7933 | 86.7933 | 86.7933 | 86.7933 | 31.4025
2018-05-10 11:00 | 11 | 5 | 86.8009 | 86.8009 | 86.8009 | 86.8009 | 31.4053
2018-05-10 12:00 | 12 | 5 | 86.6728 | 86.6728 | 86.6728 | 86.6728 | 31.3589
2018-05-10 13:00 | 13 | 5 | 86.6316 | 86.6316 | 86.6316 | 86.6316 | 31.344
2018-05-10 14:00 | 14 | 5 | 86.6316 | 86.6316 | 86.6316 | 86.6316 | 31.344
2018-05-10 15:00 | 15 | 5 | 86.6636 | 86.6636 | 86.6636 | 86.6636 | 31.3556
2018-05-10 16:00 | 16 | 5 | 86.5568 | 86.5568 | 86.5568 | 86.5568 | 31.317
2018-05-10 17:00 | 17 | 5 | 86.6865 | 86.6865 | 86.6865 | 86.6865 | 31.3639
2018-05-10 18:00 | 18 | 5 | 86.7262 | 86.7262 | 86.7262 | 86.7262 | 31.3782
2018-05-10 19:00 | 19 | 5 | 86.5187 | 86.5187 | 86.5187 | 86.5187 | 31.3032
2018-05-10 20:00 | 20 | 5 | 86.5766 | 86.5766 | 86.5766 | 86.5766 | 31.3241
2018-05-10 21:00 | 21 | 5 | 86.6194 | 86.6194 | 86.6194 | 86.6194 | 31.3396
2018-05-10 22:00 | 22 | 5 | 86.6743 | 86.6743 | 86.6743 | 86.6743 | 31.3595
2018-05-10 23:00 | 23 | 5 | 86.5644 | 86.5644 | 86.5644 | 86.5644 | 31.3197
2018-05-11 | 0 | 6 | 86.2226 | 86.2226 | 86.2226 | 86.2226 | 31.196
2018-05-11 01:00 | 1 | 6 | 86.1128 | 86.1128 | 86.1128 | 86.1128 | 31.1563
2018-05-11 02:00 | 2 | 6 | 86.2791 | 86.2791 | 86.2791 | 86.2791 | 31.2165
2018-05-11 03:00 | 3 | 6 | 86.0014 | 86.0014 | 86.0014 | 86.0014 | 31.116
2018-05-11 04:00 | 4 | 6 | 86.0533 | 86.0533 | 86.0533 | 86.0533 | 31.1348
2018-05-11 05:00 | 5 | 6 | 86.2257 | 86.2257 | 86.2257 | 86.2257 | 31.1972
2018-05-11 06:00 | 6 | 6 | 86.4332 | 86.4332 | 86.4332 | 86.4332 | 31.2722
2018-05-11 07:00 | 7 | 6 | 86.5873 | 86.5873 | 86.5873 | 86.5873 | 31.328
2018-05-11 08:00 | 8 | 6 | 86.3691 | 86.3691 | 86.3691 | 86.3691 | 31.249
2018-05-11 09:00 | 9 | 6 | 86.334 | 86.334 | 86.334 | 86.334 | 31.2363
2018-05-11 10:00 | 10 | 6 | 86.5126 | 86.5126 | 86.5126 | 86.5126 | 31.301
2018-05-11 11:00 | 11 | 6 | 86.5003 | 86.5003 | 86.5003 | 86.5003 | 31.2965
2018-05-11 12:00 | 12 | 6 | 86.7002 | 86.7002 | 86.7002 | 86.7002 | 31.3688
2018-05-11 13:00 | 13 | 6 | 86.363 | 86.363 | 86.363 | 86.363 | 31.2468
2018-05-11 14:00 | 14 | 6 | 86.4408 | 86.4408 | 86.4408 | 86.4408 | 31.275
2018-05-11 15:00 | 15 | 6 | 86.2943 | 86.2943 | 86.2943 | 86.2943 | 31.222
2018-05-11 16:00 | 16 | 6 | 86.3706 | 86.3706 | 86.3706 | 86.3706 | 31.2496
2018-05-11 17:00 | 17 | 6 | 86.2882 | 86.2882 | 86.2882 | 86.2882 | 31.2198
2018-05-11 18:00 | 18 | 6 | 86.1875 | 86.1875 | 86.1875 | 86.1875 | 31.1833
2018-05-11 19:00 | 19 | 6 | 86.099 | 86.099 | 86.099 | 86.099 | 31.1513
2018-05-11 20:00 | 20 | 6 | 86.1997 | 86.1997 | 86.1997 | 86.1997 | 31.1877
2018-05-11 21:00 | 21 | 6 | 86.3767 | 86.3767 | 86.3767 | 86.3767 | 31.2518
2018-05-11 22:00 | 22 | 6 | 86.3691 | 86.3691 | 86.3691 | 86.3691 | 31.249
2018-05-11 23:00 | 23 | 6 | 86.4012 | 86.4012 | 86.4012 | 86.4012 | 31.2607
2018-05-12 | 0 | 7 | 86.0121 | 86.0121 | 86.0121 | 86.0121 | 31.1199
2018-05-12 01:00 | 1 | 7 | 85.919 | 85.919 | 85.919 | 85.919 | 31.0862
2018-05-12 02:00 | 2 | 7 | 86.0533 | 86.0533 | 86.0533 | 86.0533 | 31.1348
2018-05-12 03:00 | 3 | 7 | 86.1677 | 86.1677 | 86.1677 | 86.1677 | 31.1762
2018-05-12 04:00 | 4 | 7 | 86.3081 | 86.3081 | 86.3081 | 86.3081 | 31.227
2018-05-12 05:00 | 5 | 7 | 86.2562 | 86.2562 | 86.2562 | 86.2562 | 31.2082
2018-05-12 06:00 | 6 | 7 | 86.1234 | 86.1234 | 86.1234 | 86.1234 | 31.1601
2018-05-12 07:00 | 7 | 7 | 86.1906 | 86.1906 | 86.1906 | 86.1906 | 31.1845
2018-05-12 08:00 | 8 | 7 | 86.36 | 86.36 | 86.36 | 86.36 | 31.2457
2018-05-12 09:00 | 9 | 7 | 86.4912 | 86.4912 | 86.4912 | 86.4912 | 31.2932
2018-05-12 10:00 | 10 | 7 | 86.1982 | 86.1982 | 86.1982 | 86.1982 | 31.1872
2018-05-12 11:00 | 11 | 7 | 86.1707 | 86.1707 | 86.1707 | 86.1707 | 31.1773
2018-05-12 12:00 | 12 | 7 | 86.5019 | 86.5019 | 86.5019 | 86.5019 | 31.2971
2018-05-12 13:00 | 13 | 7 | 86.6148 | 86.6148 | 86.6148 | 86.6148 | 31.3379
2018-05-12 14:00 | 14 | 7 | 86.4439 | 86.4439 | 86.4439 | 86.4439 | 31.2761
2018-05-12 15:00 | 15 | 7 | 86.5522 | 86.5522 | 86.5522 | 86.5522 | 31.3153
2018-05-12 16:00 | 16 | 7 | 86.5644 | 86.5644 | 86.5644 | 86.5644 | 31.3197
2018-05-12 17:00 | 17 | 7 | 86.7445 | 86.7445 | 86.7445 | 86.7445 | 31.3849
2018-05-12 18:00 | 18 | 7 | 86.4668 | 86.4668 | 86.4668 | 86.4668 | 31.2844
2018-05-12 19:00 | 19 | 7 | 86.3661 | 86.3661 | 86.3661 | 86.3661 | 31.248
2018-05-12 20:00 | 20 | 7 | 86.1173 | 86.1173 | 86.1173 | 86.1173 | 31.1579
2018-05-12 21:00 | 21 | 7 | 86.1555 | 86.1555 | 86.1555 | 86.1555 | 31.1718
2018-05-12 22:00 | 22 | 7 | 86.2211 | 86.2211 | 86.2211 | 86.2211 | 31.1955
2018-05-12 23:00 | 23 | 7 | 86.2226 | 86.2226 | 86.2226 | 86.2226 | 31.196
2018-05-13 | 0 | 1 | 86.2364 | 86.2364 | 86.2364 | 86.2364 | 31.201
2018-05-13 01:00 | 1 | 1 | 86.3188 | 86.3188 | 86.3188 | 86.3188 | 31.2308
2018-05-13 02:00 | 2 | 1 | 86.2119 | 86.2119 | 86.2119 | 86.2119 | 31.1922
2018-05-13 03:00 | 3 | 1 | 86.1845 | 86.1845 | 86.1845 | 86.1845 | 31.1822
2018-05-13 04:00 | 4 | 1 | 86.2455 | 86.2455 | 86.2455 | 86.2455 | 31.2043
2018-05-13 05:00 | 5 | 1 | 86.2333 | 86.2333 | 86.2333 | 86.2333 | 31.1999
2018-05-13 06:00 | 6 | 1 | 86.2776 | 86.2776 | 86.2776 | 86.2776 | 31.2159
2018-05-13 07:00 | 7 | 1 | 86.2867 | 86.2867 | 86.2867 | 86.2867 | 31.2192
2018-05-13 08:00 | 8 | 1 | 86.2989 | 86.2989 | 86.2989 | 86.2989 | 31.2236
2018-05-13 09:00 | 9 | 1 | 86.2867 | 86.2867 | 86.2867 | 86.2867 | 31.2192
2018-05-13 10:00 | 10 | 1 | 86.2882 | 86.2882 | 86.2882 | 86.2882 | 31.2198
2018-05-13 11:00 | 11 | 1 | 86.1845 | 86.1845 | 86.1845 | 86.1845 | 31.1822
2018-05-13 12:00 | 12 | 1 | 86.1418 | 86.1418 | 86.1418 | 86.1418 | 31.1668
2018-05-13 13:00 | 13 | 1 | 86.1479 | 86.1479 | 86.1479 | 86.1479 | 31.169
2018-05-13 14:00 | 14 | 1 | 86.1112 | 86.1112 | 86.1112 | 86.1112 | 31.1557
2018-05-13 15:00 | 15 | 1 | 86.2455 | 86.2455 | 86.2455 | 86.2455 | 31.2043
2018-05-13 16:00 | 16 | 1 | 86.3447 | 86.3447 | 86.3447 | 86.3447 | 31.2402
2018-05-13 17:00 | 17 | 1 | 86.4805 | 86.4805 | 86.4805 | 86.4805 | 31.2893
2018-05-13 18:00 | 18 | 1 | 86.4332 | 86.4332 | 86.4332 | 86.4332 | 31.2722
2018-05-13 19:00 | 19 | 1 | 85.6794 | 85.6794 | 85.6794 | 85.6794 | 30.9995
2018-05-13 20:00 | 20 | 1 | 86.3294 | 86.3294 | 86.3294 | 86.3294 | 31.2347
2018-05-13 21:00 | 21 | 1 | 86.3569 | 86.3569 | 86.3569 | 86.3569 | 31.2446
2018-05-13 22:00 | 22 | 1 | 86.4881 | 86.4881 | 86.4881 | 86.4881 | 31.2921
2018-05-13 23:00 | 23 | 1 | 86.4332 | 86.4332 | 86.4332 | 86.4332 | 31.2722
2018-05-14 | 0 | 2 | 86.4088 | 86.4088 | 86.4088 | 86.4088 | 31.2634
2018-05-14 01:00 | 1 | 2 | 86.0426 | 86.0426 | 86.0426 | 86.0426 | 31.1309
2018-05-14 02:00 | 2 | 2 | 86.392 | 86.392 | 86.392 | 86.392 | 31.2573
2018-05-14 03:00 | 3 | 2 | 86.2776 | 86.2776 | 86.2776 | 86.2776 | 31.2159
2018-05-14 04:00 | 4 | 2 | 86.5034 | 86.5034 | 86.5034 | 86.5034 | 31.2976
2018-05-14 05:00 | 5 | 2 | 86.3661 | 86.3661 | 86.3661 | 86.3661 | 31.248
2018-05-14 06:00 | 6 | 2 | 86.2898 | 86.2898 | 86.2898 | 86.2898 | 31.2203
2018-05-14 07:00 | 7 | 2 | 86.2043 | 86.2043 | 86.2043 | 86.2043 | 31.1894
2018-05-14 08:00 | 8 | 2 | 86.3355 | 86.3355 | 86.3355 | 86.3355 | 31.2369
2018-05-14 09:00 | 9 | 2 | 86.3798 | 86.3798 | 86.3798 | 86.3798 | 31.2529
2018-05-14 10:00 | 10 | 2 | 86.2272 | 86.2272 | 86.2272 | 86.2272 | 31.1977
2018-05-14 11:00 | 11 | 2 | 86.2119 | 86.2119 | 86.2119 | 86.2119 | 31.1922
2018-05-14 12:00 | 12 | 2 | 86.389 | 86.389 | 86.389 | 86.389 | 31.2562
2018-05-14 13:00 | 13 | 2 | 86.4027 | 86.4027 | 86.4027 | 86.4027 | 31.2612
2018-05-14 14:00 | 14 | 2 | 86.3783 | 86.3783 | 86.3783 | 86.3783 | 31.2524
2018-05-14 15:00 | 15 | 2 | 86.3355 | 86.3355 | 86.3355 | 86.3355 | 31.2369
2018-05-14 16:00 | 16 | 2 | 86.3493 | 86.3493 | 86.3493 | 86.3493 | 31.2419
2018-05-14 17:00 | 17 | 2 | 86.244 | 86.244 | 86.244 | 86.244 | 31.2038
2018-05-14 18:00 | 18 | 2 | 86.3142 | 86.3142 | 86.3142 | 86.3142 | 31.2292
2018-05-14 19:00 | 19 | 2 | 86.2089 | 86.2089 | 86.2089 | 86.2089 | 31.1911
2018-05-14 20:00 | 20 | 2 | 86.2181 | 86.2181 | 86.2181 | 86.2181 | 31.1944
2018-05-14 21:00 | 21 | 2 | 86.1494 | 86.1494 | 86.1494 | 86.1494 | 31.1696
2018-05-14 22:00 | 22 | 2 | 86.2593 | 86.2593 | 86.2593 | 86.2593 | 31.2093
2018-05-14 23:00 | 23 | 2 | 86.4424 | 86.4424 | 86.4424 | 86.4424 | 31.2756
2018-05-15 | 0 | 3 | 86.4637 | 86.4637 | 86.4637 | 86.4637 | 31.2833
2018-05-15 01:00 | 1 | 3 | 86.5629 | 86.5629 | 86.5629 | 86.5629 | 31.3192
2018-05-15 02:00 | 2 | 3 | 86.3706 | 86.3706 | 86.3706 | 86.3706 | 31.2496
2018-05-15 03:00 | 3 | 3 | 86.3523 | 86.3523 | 86.3523 | 86.3523 | 31.243
2018-05-15 04:00 | 4 | 3 | 86.3676 | 86.3676 | 86.3676 | 86.3676 | 31.2485
2018-05-15 05:00 | 5 | 3 | 86.4027 | 86.4027 | 86.4027 | 86.4027 | 31.2612
2018-05-15 06:00 | 6 | 3 | 86.4652 | 86.4652 | 86.4652 | 86.4652 | 31.2838
2018-05-15 07:00 | 7 | 3 | 86.4012 | 86.4012 | 86.4012 | 86.4012 | 31.2607
2018-05-15 08:00 | 8 | 3 | 86.4515 | 86.4515 | 86.4515 | 86.4515 | 31.2789
2018-05-15 09:00 | 9 | 3 | 86.2028 | 86.2028 | 86.2028 | 86.2028 | 31.1889
2018-05-15 10:00 | 10 | 3 | 86.2715 | 86.2715 | 86.2715 | 86.2715 | 31.2137
2018-05-15 11:00 | 11 | 3 | 86.7567 | 86.7567 | 86.7567 | 86.7567 | 31.3893
2018-05-15 12:00 | 12 | 3 | 86.6194 | 86.6194 | 86.6194 | 86.6194 | 31.3396
2018-05-15 13:00 | 13 | 3 | 86.6377 | 86.6377 | 86.6377 | 86.6377 | 31.3462
2018-05-15 14:00 | 14 | 3 | 86.8757 | 86.8757 | 86.8757 | 86.8757 | 31.4323
2018-05-15 15:00 | 15 | 3 | 86.7994 | 86.7994 | 86.7994 | 86.7994 | 31.4047
2018-05-15 16:00 | 16 | 3 | 86.7674 | 86.7674 | 86.7674 | 86.7674 | 31.3931
2018-05-15 17:00 | 17 | 3 | 86.7384 | 86.7384 | 86.7384 | 86.7384 | 31.3827
2018-05-15 18:00 | 18 | 3 | 86.7124 | 86.7124 | 86.7124 | 86.7124 | 31.3732
2018-05-15 19:00 | 19 | 3 | 86.8376 | 86.8376 | 86.8376 | 86.8376 | 31.4185
2018-05-15 20:00 | 20 | 3 | 86.627 | 86.627 | 86.627 | 86.627 | 31.3423
2018-05-15 21:00 | 21 | 3 | 86.6239 | 86.6239 | 86.6239 | 86.6239 | 31.3412
2018-05-15 22:00 | 22 | 3 | 86.714 | 86.714 | 86.714 | 86.714 | 31.3738
2018-05-15 23:00 | 23 | 3 | 86.8971 | 86.8971 | 86.8971 | 86.8971 | 31.4401
2018-05-16 | 0 | 4 | 0 | 0 | 0 | 0 | 0
2018-05-16 01:00 | 1 | 4 | 0 | 0 | 0 | 0 | 0
2018-05-16 02:00 | 2 | 4 | 0 | 0 | 0 | 0 | 0
2018-05-16 03:00 | 3 | 4 | 0 | 0 | 0 | 0 | 0
2018-05-16 04:00 | 4 | 4 | 0 | 0 | 0 | 0 | 0
2018-05-16 05:00 | 5 | 4 | 0 | 0 | 0 | 0 | 0
2018-05-16 06:00 | 6 | 4 | 0 | 0 | 0 | 0 | 0
2018-05-16 07:00 | 7 | 4 | 0 | 0 | 0 | 0 | 0
2018-05-16 08:00 | 8 | 4 | 0 | 0 | 0 | 0 | 0
2018-05-16 09:00 | 9 | 4 | 0 | 0 | 0 | 0 | 0
2018-05-16 10:00 | 10 | 4 | 0 | 0 | 0 | 0 | 0
2018-05-16 11:00 | 11 | 4 | 0 | 0 | 0 | 0 | 0
2018-05-16 12:00 | 12 | 4 | 0 | 0 | 0 | 0 | 0
2018-05-16 13:00 | 13 | 4 | 0 | 0 | 0 | 0 | 0
2018-05-16 14:00 | 14 | 4 | 0 | 0 | 0 | 0 | 0
2018-05-16 15:00 | 15 | 4 | 0 | 0 | 0 | 0 | 0
2018-05-16 16:00 | 16 | 4 | 0 | 0 | 0 | 0 | 0
2018-05-16 17:00 | 17 | 4 | 0 | 0 | 0 | 0 | 0
2018-05-16 18:00 | 18 | 4 | 0 | 0 | 0 | 0 | 0
2018-05-16 19:00 | 19 | 4 | 0 | 0 | 0 | 0 | 0
2018-05-16 20:00 | 20 | 4 | 0 | 0 | 0 | 0 | 0
2018-05-16 21:00 | 21 | 4 | 0 | 0 | 0 | 0 | 0
2018-05-16 22:00 | 22 | 4 | 0 | 0 | 0 | 0 | 0
2018-05-16 23:00 | 23 | 4 | 0 | 0 | 0 | 0 | 0
2018-05-17 | 0 | 5 | 86.5492 | 86.5492 | 86.5492 | 86.5492 | 31.3142
2018-05-17 01:00 | 1 | 5 | 86.7201 | 86.7201 | 86.7201 | 86.7201 | 31.376
2018-05-17 02:00 | 2 | 5 | 86.5095 | 86.5095 | 86.5095 | 86.5095 | 31.2998
2018-05-17 03:00 | 3 | 5 | 86.4576 | 86.4576 | 86.4576 | 86.4576 | 31.2811
2018-05-17 04:00 | 4 | 5 | 86.6316 | 86.6316 | 86.6316 | 86.6316 | 31.344
2018-05-17 05:00 | 5 | 5 | 86.569 | 86.569 | 86.569 | 86.569 | 31.3214
2018-05-17 06:00 | 6 | 5 | 86.6468 | 86.6468 | 86.6468 | 86.6468 | 31.3495
2018-05-17 07:00 | 7 | 5 | 86.6361 | 86.6361 | 86.6361 | 86.6361 | 31.3456
2018-05-17 08:00 | 8 | 5 | 86.6819 | 86.6819 | 86.6819 | 86.6819 | 31.3622
2018-05-17 09:00 | 9 | 5 | 86.7094 | 86.7094 | 86.7094 | 86.7094 | 31.3722
2018-05-17 10:00 | 10 | 5 | 86.7933 | 86.7933 | 86.7933 | 86.7933 | 31.4025
2018-05-17 11:00 | 11 | 5 | 86.8009 | 86.8009 | 86.8009 | 86.8009 | 31.4053
2018-05-17 12:00 | 12 | 5 | 86.6728 | 86.6728 | 86.6728 | 86.6728 | 31.3589
2018-05-17 13:00 | 13 | 5 | 86.6316 | 86.6316 | 86.6316 | 86.6316 | 31.344
2018-05-17 14:00 | 14 | 5 | 86.6316 | 86.6316 | 86.6316 | 86.6316 | 31.344
2018-05-17 15:00 | 15 | 5 | 86.6636 | 86.6636 | 86.6636 | 86.6636 | 31.3556
2018-05-17 16:00 | 16 | 5 | 86.5568 | 86.5568 | 86.5568 | 86.5568 | 31.317
2018-05-17 17:00 | 17 | 5 | 86.6865 | 86.6865 | 86.6865 | 86.6865 | 31.3639
2018-05-17 18:00 | 18 | 5 | 86.7262 | 86.7262 | 86.7262 | 86.7262 | 31.3782
2018-05-17 19:00 | 19 | 5 | 86.5187 | 86.5187 | 86.5187 | 86.5187 | 31.3032
2018-05-17 20:00 | 20 | 5 | 86.5766 | 86.5766 | 86.5766 | 86.5766 | 31.3241
2018-05-17 21:00 | 21 | 5 | 86.6194 | 86.6194 | 86.6194 | 86.6194 | 31.3396
2018-05-17 22:00 | 22 | 5 | 86.6743 | 86.6743 | 86.6743 | 86.6743 | 31.3595
2018-05-17 23:00 | 23 | 5 | 86.5644 | 86.5644 | 86.5644 | 86.5644 | 31.3197
2018-05-18 | 0 | 6 | 86.2226 | 86.2226 | 86.2226 | 86.2226 | 31.196
2018-05-18 01:00 | 1 | 6 | 86.1128 | 86.1128 | 86.1128 | 86.1128 | 31.1563
2018-05-18 02:00 | 2 | 6 | 86.2791 | 86.2791 | 86.2791 | 86.2791 | 31.2165
2018-05-18 03:00 | 3 | 6 | 86.0014 | 86.0014 | 86.0014 | 86.0014 | 31.116
2018-05-18 04:00 | 4 | 6 | 86.0533 | 86.0533 | 86.0533 | 86.0533 | 31.1348
2018-05-18 05:00 | 5 | 6 | 86.2257 | 86.2257 | 86.2257 | 86.2257 | 31.1972
2018-05-18 06:00 | 6 | 6 | 86.4332 | 86.4332 | 86.4332 | 86.4332 | 31.2722
2018-05-18 07:00 | 7 | 6 | 86.5873 | 86.5873 | 86.5873 | 86.5873 | 31.328
2018-05-18 08:00 | 8 | 6 | 86.3691 | 86.3691 | 86.3691 | 86.3691 | 31.249
2018-05-18 09:00 | 9 | 6 | 86.334 | 86.334 | 86.334 | 86.334 | 31.2363
2018-05-18 10:00 | 10 | 6 | 86.5126 | 86.5126 | 86.5126 | 86.5126 | 31.301
2018-05-18 11:00 | 11 | 6 | 86.5003 | 86.5003 | 86.5003 | 86.5003 | 31.2965
2018-05-18 12:00 | 12 | 6 | 86.7002 | 86.7002 | 86.7002 | 86.7002 | 31.3688
2018-05-18 13:00 | 13 | 6 | 86.363 | 86.363 | 86.363 | 86.363 | 31.2468
2018-05-18 14:00 | 14 | 6 | 86.4408 | 86.4408 | 86.4408 | 86.4408 | 31.275
2018-05-18 15:00 | 15 | 6 | 86.2943 | 86.2943 | 86.2943 | 86.2943 | 31.222
2018-05-18 16:00 | 16 | 6 | 86.3706 | 86.3706 | 86.3706 | 86.3706 | 31.2496
2018-05-18 17:00 | 17 | 6 | 86.2882 | 86.2882 | 86.2882 | 86.2882 | 31.2198
2018-05-18 18:00 | 18 | 6 | 86.1875 | 86.1875 | 86.1875 | 86.1875 | 31.1833
2018-05-18 19:00 | 19 | 6 | 86.099 | 86.099 | 86.099 | 86.099 | 31.1513
2018-05-18 20:00 | 20 | 6 | 86.1997 | 86.1997 | 86.1997 | 86.1997 | 31.1877
2018-05-18 21:00 | 21 | 6 | 86.3767 | 86.3767 | 86.3767 | 86.3767 | 31.2518
2018-05-18 22:00 | 22 | 6 | 86.3691 | 86.3691 | 86.3691 | 86.3691 | 31.249
2018-05-18 23:00 | 23 | 6 | 86.4012 | 86.4012 | 86.4012 | 86.4012 | 31.2607
2018-05-19 | 0 | 7 | 86.0121 | 86.0121 | 86.0121 | 86.0121 | 31.1199
2018-05-19 01:00 | 1 | 7 | 85.919 | 85.919 | 85.919 | 85.919 | 31.0862
2018-05-19 02:00 | 2 | 7 | 86.0533 | 86.0533 | 86.0533 | 86.0533 | 31.1348
2018-05-19 03:00 | 3 | 7 | 86.1677 | 86.1677 | 86.1677 | 86.1677 | 31.1762
2018-05-19 04:00 | 4 | 7 | 86.3081 | 86.3081 | 86.3081 | 86.3081 | 31.227
2018-05-19 05:00 | 5 | 7 | 86.2562 | 86.2562 | 86.2562 | 86.2562 | 31.2082
2018-05-19 06:00 | 6 | 7 | 86.1234 | 86.1234 | 86.1234 | 86.1234 | 31.1601
2018-05-19 07:00 | 7 | 7 | 86.1906 | 86.1906 | 86.1906 | 86.1906 | 31.1845
2018-05-19 08:00 | 8 | 7 | 86.36 | 86.36 | 86.36 | 86.36 | 31.2457
2018-05-19 09:00 | 9 | 7 | 86.4912 | 86.4912 | 86.4912 | 86.4912 | 31.2932
2018-05-19 10:00 | 10 | 7 | 86.1982 | 86.1982 | 86.1982 | 86.1982 | 31.1872
2018-05-19 11:00 | 11 | 7 | 86.1707 | 86.1707 | 86.1707 | 86.1707 | 31.1773
2018-05-19 12:00 | 12 | 7 | 86.5019 | 86.5019 | 86.5019 | 86.5019 | 31.2971
2018-05-19 13:00 | 13 | 7 | 86.6148 | 86.6148 | 86.6148 | 86.6148 | 31.3379
2018-05-19 14:00 | 14 | 7 | 86.4439 | 86.4439 | 86.4439 | 86.4439 | 31.2761
2018-05-19 15:00 | 15 | 7 | 86.5522 | 86.5522 | 86.5522 | 86.5522 | 31.3153
2018-05-19 16:00 | 16 | 7 | 86.5644 | 86.5644 | 86.5644 | 86.5644 | 31.3197
2018-05-19 17:00 | 17 | 7 | 86.7445 | 86.7445 | 86.7445 | 86.7445 | 31.3849
2018-05-19 18:00 | 18 | 7 | 86.4668 | 86.4668 | 86.4668 | 86.4668 | 31.2844
2018-05-19 19:00 | 19 | 7 | 86.3661 | 86.3661 | 86.3661 | 86.3661 | 31.248
2018-05-19 20:00 | 20 | 7 | 86.1173 | 86.1173 | 86.1173 | 86.1173 | 31.1579
2018-05-19 21:00 | 21 | 7 | 86.1555 | 86.1555 | 86.1555 | 86.1555 | 31.1718
2018-05-19 22:00 | 22 | 7 | 86.2211 | 86.2211 | 86.2211 | 86.2211 | 31.1955
2018-05-19 23:00 | 23 | 7 | 86.2226 | 86.2226 | 86.2226 | 86.2226 | 31.196
2018-05-20 | 0 | 1 | 86.2364 | 86.2364 | 86.2364 | 86.2364 | 31.201
2018-05-20 01:00 | 1 | 1 | 86.3188 | 86.3188 | 86.3188 | 86.3188 | 31.2308
2018-05-20 02:00 | 2 | 1 | 86.2119 | 86.2119 | 86.2119 | 86.2119 | 31.1922
2018-05-20 03:00 | 3 | 1 | 86.1845 | 86.1845 | 86.1845 | 86.1845 | 31.1822
2018-05-20 04:00 | 4 | 1 | 86.2455 | 86.2455 | 86.2455 | 86.2455 | 31.2043
2018-05-20 05:00 | 5 | 1 | 86.2333 | 86.2333 | 86.2333 | 86.2333 | 31.1999
2018-05-20 06:00 | 6 | 1 | 86.2776 | 86.2776 | 86.2776 | 86.2776 | 31.2159
2018-05-20 07:00 | 7 | 1 | 86.2867 | 86.2867 | 86.2867 | 86.2867 | 31.2192
2018-05-20 08:00 | 8 | 1 | 86.2989 | 86.2989 | 86.2989 | 86.2989 | 31.2236
2018-05-20 09:00 | 9 | 1 | 86.2867 | 86.2867 | 86.2867 | 86.2867 | 31.2192
2018-05-20 10:00 | 10 | 1 | 86.2882 | 86.2882 | 86.2882 | 86.2882 | 31.2198
2018-05-20 11:00 | 11 | 1 | 86.1845 | 86.1845 | 86.1845 | 86.1845 | 31.1822
2018-05-20 12:00 | 12 | 1 | 86.1418 | 86.1418 | 86.1418 | 86.1418 | 31.1668
2018-05-20 13:00 | 13 | 1 | 86.1479 | 86.1479 | 86.1479 | 86.1479 | 31.169
2018-05-20 14:00 | 14 | 1 | 86.1112 | 86.1112 | 86.1112 | 86.1112 | 31.1557
2018-05-20 15:00 | 15 | 1 | 86.2455 | 86.2455 | 86.2455 | 86.2455 | 31.2043
2018-05-20 16:00 | 16 | 1 | 86.3447 | 86.3447 | 86.3447 | 86.3447 | 31.2402
2018-05-20 17:00 | 17 | 1 | 86.4805 | 86.4805 | 86.4805 | 86.4805 | 31.2893
2018-05-20 18:00 | 18 | 1 | 86.4332 | 86.4332 | 86.4332 | 86.4332 | 31.2722
2018-05-20 19:00 | 19 | 1 | 85.6794 | 85.6794 | 85.6794 | 85.6794 | 30.9995
2018-05-20 20:00 | 20 | 1 | 86.3294 | 86.3294 | 86.3294 | 86.3294 | 31.2347
2018-05-20 21:00 | 21 | 1 | 86.3569 | 86.3569 | 86.3569 | 86.3569 | 31.2446
2018-05-20 22:00 | 22 | 1 | 86.4881 | 86.4881 | 86.4881 | 86.4881 | 31.2921
2018-05-20 23:00 | 23 | 1 | 86.4332 | 86.4332 | 86.4332 | 86.4332 | 31.2722
2018-05-21 | 0 | 2 | 86.4088 | 86.4088 | 86.4088 | 86.4088 | 31.2634
2018-05-21 01:00 | 1 | 2 | 86.0426 | 86.0426 | 86.0426 | 86.0426 | 31.1309
2018-05-21 02:00 | 2 | 2 | 86.392 | 86.392 | 86.392 | 86.392 | 31.2573
2018-05-21 03:00 | 3 | 2 | 86.2776 | 86.2776 | 86.2776 | 86.2776 | 31.2159
2018-05-21 04:00 | 4 | 2 | 86.5034 | 86.5034 | 86.5034 | 86.5034 | 31.2976
2018-05-21 05:00 | 5 | 2 | 86.3661 | 86.3661 | 86.3661 | 86.3661 | 31.248
2018-05-21 06:00 | 6 | 2 | 86.2898 | 86.2898 | 86.2898 | 86.2898 | 31.2203
2018-05-21 07:00 | 7 | 2 | 86.2043 | 86.2043 | 86.2043 | 86.2043 | 31.1894
2018-05-21 08:00 | 8 | 2 | 86.3355 | 86.3355 | 86.3355 | 86.3355 | 31.2369
2018-05-21 09:00 | 9 | 2 | 86.3798 | 86.3798 | 86.3798 | 86.3798 | 31.2529
2018-05-21 10:00 | 10 | 2 | 86.2272 | 86.2272 | 86.2272 | 86.2272 | 31.1977
2018-05-21 11:00 | 11 | 2 | 86.2119 | 86.2119 | 86.2119 | 86.2119 | 31.1922
2018-05-21 12:00 | 12 | 2 | 86.389 | 86.389 | 86.389 | 86.389 | 31.2562
2018-05-21 13:00 | 13 | 2 | 86.4027 | 86.4027 | 86.4027 | 86.4027 | 31.2612
2018-05-21 14:00 | 14 | 2 | 86.3783 | 86.3783 | 86.3783 | 86.3783 | 31.2524
2018-05-21 15:00 | 15 | 2 | 86.3355 | 86.3355 | 86.3355 | 86.3355 | 31.2369
2018-05-21 16:00 | 16 | 2 | 86.3493 | 86.3493 | 86.3493 | 86.3493 | 31.2419
2018-05-21 17:00 | 17 | 2 | 86.244 | 86.244 | 86.244 | 86.244 | 31.2038
2018-05-21 18:00 | 18 | 2 | 86.3142 | 86.3142 | 86.3142 | 86.3142 | 31.2292
2018-05-21 19:00 | 19 | 2 | 86.2089 | 86.2089 | 86.2089 | 86.2089 | 31.1911
2018-05-21 20:00 | 20 | 2 | 86.2181 | 86.2181 | 86.2181 | 86.2181 | 31.1944
2018-05-21 21:00 | 21 | 2 | 86.1494 | 86.1494 | 86.1494 | 86.1494 | 31.1696
2018-05-21 22:00 | 22 | 2 | 86.2593 | 86.2593 | 86.2593 | 86.2593 | 31.2093
2018-05-21 23:00 | 23 | 2 | 86.4424 | 86.4424 | 86.4424 | 86.4424 | 31.2756
2018-05-22 | 0 | 3 | 86.4637 | 86.4637 | 86.4637 | 86.4637 | 31.2833
2018-05-22 01:00 | 1 | 3 | 86.5629 | 86.5629 | 86.5629 | 86.5629 | 31.3192
2018-05-22 02:00 | 2 | 3 | 86.3706 | 86.3706 | 86.3706 | 86.3706 | 31.2496
2018-05-22 03:00 | 3 | 3 | 86.3523 | 86.3523 | 86.3523 | 86.3523 | 31.243
2018-05-22 04:00 | 4 | 3 | 86.3676 | 86.3676 | 86.3676 | 86.3676 | 31.2485
2018-05-22 05:00 | 5 | 3 | 86.4027 | 86.4027 | 86.4027 | 86.4027 | 31.2612
2018-05-22 06:00 | 6 | 3 | 86.4652 | 86.4652 | 86.4652 | 86.4652 | 31.2838
2018-05-22 07:00 | 7 | 3 | 86.4012 | 86.4012 | 86.4012 | 86.4012 | 31.2607
2018-05-22 08:00 | 8 | 3 | 86.4515 | 86.4515 | 86.4515 | 86.4515 | 31.2789
2018-05-22 09:00 | 9 | 3 | 86.2028 | 86.2028 | 86.2028 | 86.2028 | 31.1889
2018-05-22 10:00 | 10 | 3 | 86.2715 | 86.2715 | 86.2715 | 86.2715 | 31.2137
2018-05-22 11:00 | 11 | 3 | 86.7567 | 86.7567 | 86.7567 | 86.7567 | 31.3893
2018-05-22 12:00 | 12 | 3 | 86.6194 | 86.6194 | 86.6194 | 86.6194 | 31.3396
2018-05-22 13:00 | 13 | 3 | 86.6377 | 86.6377 | 86.6377 | 86.6377 | 31.3462
2018-05-22 14:00 | 14 | 3 | 86.8757 | 86.8757 | 86.8757 | 86.8757 | 31.4323
2018-05-22 15:00 | 15 | 3 | 86.7994 | 86.7994 | 86.7994 | 86.7994 | 31.4047
2018-05-22 16:00 | 16 | 3 | 86.7674 | 86.7674 | 86.7674 | 86.7674 | 31.3931
2018-05-22 17:00 | 17 | 3 | 86.7384 | 86.7384 | 86.7384 | 86.7384 | 31.3827
2018-05-22 18:00 | 18 | 3 | 86.7124 | 86.7124 | 86.7124 | 86.7124 | 31.3732
2018-05-22 19:00 | 19 | 3 | 86.8376 | 86.8376 | 86.8376 | 86.8376 | 31.4185
2018-05-22 20:00 | 20 | 3 | 86.627 | 86.627 | 86.627 | 86.627 | 31.3423
2018-05-22 21:00 | 21 | 3 | 86.6239 | 86.6239 | 86.6239 | 86.6239 | 31.3412
2018-05-22 22:00 | 22 | 3 | 86.714 | 86.714 | 86.714 | 86.714 | 31.3738
2018-05-22 23:00 | 23 | 3 | 86.8971 | 86.8971 | 86.8971 | 86.8971 | 31.4401
2018-05-23 | 0 | 4 | 0 | 0 | 0 | 0 | 0
2018-05-23 01:00 | 1 | 4 | 0 | 0 | 0 | 0 | 0
2018-05-23 02:00 | 2 | 4 | 0 | 0 | 0 | 0 | 0
2018-05-23 03:00 | 3 | 4 | 0 | 0 | 0 | 0 | 0
2018-05-23 04:00 | 4 | 4 | 0 | 0 | 0 | 0 | 0
2018-05-23 05:00 | 5 | 4 | 0 | 0 | 0 | 0 | 0
2018-05-23 06:00 | 6 | 4 | 0 | 0 | 0 | 0 | 0
2018-05-23 07:00 | 7 | 4 | 0 | 0 | 0 | 0 | 0
2018-05-23 08:00 | 8 | 4 | 0 | 0 | 0 | 0 | 0
2018-05-23 09:00 | 9 | 4 | 0 | 0 | 0 | 0 | 0
2018-05-23 10:00 | 10 | 4 | 0 | 0 | 0 | 0 | 0
2018-05-23 11:00 | 11 | 4 | 0 | 0 | 0 | 0 | 0
2018-05-23 12:00 | 12 | 4 | 0 | 0 | 0 | 0 | 0
2018-05-23 13:00 | 13 | 4 | 0 | 0 | 0 | 0 | 0
2018-05-23 14:00 | 14 | 4 | 0 | 0 | 0 | 0 | 0
2018-05-23 15:00 | 15 | 4 | 0 | 0 | 0 | 0 | 0
2018-05-23 16:00 | 16 | 4 | 0 | 0 | 0 | 0 | 0
2018-05-23 17:00 | 17 | 4 | 0 | 0 | 0 | 0 | 0
2018-05-23 18:00 | 18 | 4 | 0 | 0 | 0 | 0 | 0
2018-05-23 19:00 | 19 | 4 | 0 | 0 | 0 | 0 | 0
2018-05-23 20:00 | 20 | 4 | 0 | 0 | 0 | 0 | 0
2018-05-23 21:00 | 21 | 4 | 0 | 0 | 0 | 0 | 0
2018-05-23 22:00 | 22 | 4 | 0 | 0 | 0 | 0 | 0
2018-05-23 23:00 | 23 | 4 | 0 | 0 | 0 | 0 | 0
2018-05-24 | 0 | 5 | 86.5492 | 86.5492 | 86.5492 | 86.5492 | 31.3142
2018-05-24 01:00 | 1 | 5 | 86.7201 | 86.7201 | 86.7201 | 86.7201 | 31.376
2018-05-24 02:00 | 2 | 5 | 86.5095 | 86.5095 | 86.5095 | 86.5095 | 31.2998
2018-05-24 03:00 | 3 | 5 | 86.4576 | 86.4576 | 86.4576 | 86.4576 | 31.2811
2018-05-24 04:00 | 4 | 5 | 86.6316 | 86.6316 | 86.6316 | 86.6316 | 31.344
2018-05-24 05:00 | 5 | 5 | 86.569 | 86.569 | 86.569 | 86.569 | 31.3214
2018-05-24 06:00 | 6 | 5 | 86.6468 | 86.6468 | 86.6468 | 86.6468 | 31.3495
2018-05-24 07:00 | 7 | 5 | 86.6361 | 86.6361 | 86.6361 | 86.6361 | 31.3456
2018-05-24 08:00 | 8 | 5 | 86.6819 | 86.6819 | 86.6819 | 86.6819 | 31.3622
2018-05-24 09:00 | 9 | 5 | 86.7094 | 86.7094 | 86.7094 | 86.7094 | 31.3722
2018-05-24 10:00 | 10 | 5 | 86.7933 | 86.7933 | 86.7933 | 86.7933 | 31.4025
2018-05-24 11:00 | 11 | 5 | 86.8009 | 86.8009 | 86.8009 | 86.8009 | 31.4053
- | #VALUE! | #VALUE! | 86.6728 | 86.6728 | 86.6728 | 86.6728 | 31.3589
- | #VALUE! | #VALUE! | 86.6316 | 86.6316 | 86.6316 | 86.6316 | 31.344
- | #VALUE! | #VALUE! | 86.6316 | 86.6316 | 86.6316 | 86.6316 | 31.344
- | #VALUE! | #VALUE! | 86.6636 | 86.6636 | 86.6636 | 86.6636 | 31.3556
- | #VALUE! | #VALUE! | 86.5568 | 86.5568 | 86.5568 | 86.5568 | 31.317
- | #VALUE! | #VALUE! | 86.6865 | 86.6865 | 86.6865 | 86.6865 | 31.3639
- | #VALUE! | #VALUE! | 86.7262 | 86.7262 | 86.7262 | 86.7262 | 31.3782
- | #VALUE! | #VALUE! | 86.5187 | 86.5187 | 86.5187 | 86.5187 | 31.3032
- | #VALUE! | #VALUE! | 86.5766 | 86.5766 | 86.5766 | 86.5766 | 31.3241
- | #VALUE! | #VALUE! | 86.6194 | 86.6194 | 86.6194 | 86.6194 | 31.3396
- | #VALUE! | #VALUE! | 86.6743 | 86.6743 | 86.6743 | 86.6743 | 31.3595
- | #VALUE! | #VALUE! | 86.5644 | 86.5644 | 86.5644 | 86.5644 | 31.3197
- | #VALUE! | #VALUE! | 86.2226 | 86.2226 | 86.2226 | 86.2226 | 31.196
- | #VALUE! | #VALUE! | 86.1128 | 86.1128 | 86.1128 | 86.1128 | 31.1563
- | #VALUE! | #VALUE! | 86.2791 | 86.2791 | 86.2791 | 86.2791 | 31.2165
- | #VALUE! | #VALUE! | 86.0014 | 86.0014 | 86.0014 | 86.0014 | 31.116
- | #VALUE! | #VALUE! | 86.0533 | 86.0533 | 86.0533 | 86.0533 | 31.1348
- | #VALUE! | #VALUE! | 86.2257 | 86.2257 | 86.2257 | 86.2257 | 31.1972
- | #VALUE! | #VALUE! | 86.4332 | 86.4332 | 86.4332 | 86.4332 | 31.2722
- | #VALUE! | #VALUE! | 86.5873 | 86.5873 | 86.5873 | 86.5873 | 31.328
- | #VALUE! | #VALUE! | 86.3691 | 86.3691 | 86.3691 | 86.3691 | 31.249
- | #VALUE! | #VALUE! | 86.334 | 86.334 | 86.334 | 86.334 | 31.2363
- | #VALUE! | #VALUE! | 86.5126 | 86.5126 | 86.5126 | 86.5126 | 31.301
- | #VALUE! | #VALUE! | 86.5003 | 86.5003 | 86.5003 | 86.5003 | 31.2965
- | #VALUE! | #VALUE! | 86.7002 | 86.7002 | 86.7002 | 86.7002 | 31.3688
- | #VALUE! | #VALUE! | 86.363 | 86.363 | 86.363 | 86.363 | 31.2468
- | #VALUE! | #VALUE! | 86.4408 | 86.4408 | 86.4408 | 86.4408 | 31.275
- | #VALUE! | #VALUE! | 86.2943 | 86.2943 | 86.2943 | 86.2943 | 31.222
- | #VALUE! | #VALUE! | 86.3706 | 86.3706 | 86.3706 | 86.3706 | 31.2496
- | #VALUE! | #VALUE! | 86.2882 | 86.2882 | 86.2882 | 86.2882 | 31.2198
- | #VALUE! | #VALUE! | 86.1875 | 86.1875 | 86.1875 | 86.1875 | 31.1833
- | #VALUE! | #VALUE! | 86.099 | 86.099 | 86.099 | 86.099 | 31.1513
- | #VALUE! | #VALUE! | 86.1997 | 86.1997 | 86.1997 | 86.1997 | 31.1877
- | #VALUE! | #VALUE! | 86.3767 | 86.3767 | 86.3767 | 86.3767 | 31.2518
- | #VALUE! | #VALUE! | 86.3691 | 86.3691 | 86.3691 | 86.3691 | 31.249
- | #VALUE! | #VALUE! | 86.4012 | 86.4012 | 86.4012 | 86.4012 | 31.2607
- | #VALUE! | #VALUE! | - | - | - | #DIV/0! | #DIV/0!
- | #VALUE! | #VALUE! | - | - | - | #DIV/0! | #DIV/0!
- | #VALUE! | #VALUE! | - | - | - | #DIV/0! | #DIV/0!
- | #VALUE! | #VALUE! | - | - | - | #DIV/0! | #DIV/0!
- | #VALUE! | #VALUE! | - | - | - | #DIV/0! | #DIV/0!
- | #VALUE! | #VALUE! | - | - | - | #DIV/0! | #DIV/0!
- | #VALUE! | #VALUE! | - | - | - | #DIV/0! | #DIV/0!
- | #VALUE! | #VALUE! | - | - | - | #DIV/0! | #DIV/0!
- | #VALUE! | #VALUE! | - | - | - | #DIV/0! | #DIV/0!
- | #VALUE! | #VALUE! | - | - | - | #DIV/0! | #DIV/0!
- | #VALUE! | #VALUE! | - | - | - | #DIV/0! | #DIV/0!
- | #VALUE! | #VALUE! | - | - | - | #DIV/0! | #DIV/0!
- | #VALUE! | #VALUE! | - | - | - | #DIV/0! | #DIV/0!
- | #VALUE! | #VALUE! | - | - | - | #DIV/0! | #DIV/0!
- | #VALUE! | #VALUE! | - | - | - | #DIV/0! | #DIV/0!
- | #VALUE! | #VALUE! | - | - | - | #DIV/0! | #DIV/0!
- | #VALUE! | #VALUE! | - | - | - | #DIV/0! | #DIV/0!
- | #VALUE! | #VALUE! | - | - | - | #DIV/0! | #DIV/0!
- | #VALUE! | #VALUE! | - | - | - | #DIV/0! | #DIV/0!
- | #VALUE! | #VALUE! | - | - | - | #DIV/0! | #DIV/0!
- | #VALUE! | #VALUE! | - | - | - | #DIV/0! | #DIV/0!
- | #VALUE! | #VALUE! | - | - | - | #DIV/0! | #DIV/0!
- | #VALUE! | #VALUE! | - | - | - | #DIV/0! | #DIV/0!
- | #VALUE! | #VALUE! | - | - | - | #DIV/0! | #DIV/0!
- | #VALUE! | #VALUE! | - | - | - | #DIV/0! | #DIV/0!
- | #VALUE! | #VALUE! | - | - | - | #DIV/0! | #DIV/0!
- | #VALUE! | #VALUE! | - | - | - | #DIV/0! | #DIV/0!
- | #VALUE! | #VALUE! | - | - | - | #DIV/0! | #DIV/0!
- | #VALUE! | #VALUE! | - | - | - | #DIV/0! | #DIV/0!
- | #VALUE! | #VALUE! | - | - | - | #DIV/0! | #DIV/0!
- | #VALUE! | #VALUE! | - | - | - | #DIV/0! | #DIV/0!
- | #VALUE! | #VALUE! | - | - | - | #DIV/0! | #DIV/0!
- | #VALUE! | #VALUE! | - | - | - | #DIV/0! | #DIV/0!
- | #VALUE! | #VALUE! | - | - | - | #DIV/0! | #DIV/0!
- | #VALUE! | #VALUE! | - | - | - | #DIV/0! | #DIV/0!
- | #VALUE! | #VALUE! | - | - | - | #DIV/0! | #DIV/0!
- | #VALUE! | #VALUE! | - | - | - | #DIV/0! | #DIV/0!
- | #VALUE! | #VALUE! | - | - | - | #DIV/0! | #DIV/0!
- | #VALUE! | #VALUE! | - | - | - | #DIV/0! | #DIV/0!
- | #VALUE! | #VALUE! | - | - | - | #DIV/0! | #DIV/0!
- | #VALUE! | #VALUE! | - | - | - | #DIV/0! | #DIV/0!
- | #VALUE! | #VALUE! | - | - | - | #DIV/0! | #DIV/0!
- | #VALUE! | #VALUE! | - | - | - | #DIV/0! | #DIV/0!
- | #VALUE! | #VALUE! | - | - | - | #DIV/0! | #DIV/0!
- | #VALUE! | #VALUE! | - | - | - | #DIV/0! | #DIV/0!
- | #VALUE! | #VALUE! | - | - | - | #DIV/0! | #DIV/0!
- | #VALUE! | #VALUE! | - | - | - | #DIV/0! | #DIV/0!
- | #VALUE! | #VALUE! | - | - | - | #DIV/0! | #DIV/0!
- | #VALUE! | #VALUE! | - | - | - | #DIV/0! | #DIV/0!
- | #VALUE! | #VALUE! | - | - | - | #DIV/0! | #DIV/0!
- | #VALUE! | #VALUE! | - | - | - | #DIV/0! | #DIV/0!
- | #VALUE! | #VALUE! | - | - | - | #DIV/0! | #DIV/0!
- | #VALUE! | #VALUE! | - | - | - | #DIV/0! | #DIV/0!
- | #VALUE! | #VALUE! | - | - | - | #DIV/0! | #DIV/0!
- | #VALUE! | #VALUE! | - | - | - | #DIV/0! | #DIV/0!
- | #VALUE! | #VALUE! | - | - | - | #DIV/0! | #DIV/0!
- | #VALUE! | #VALUE! | - | - | - | #DIV/0! | #DIV/0!
- | #VALUE! | #VALUE! | - | - | - | #DIV/0! | #DIV/0!
- | #VALUE! | #VALUE! | - | - | - | #DIV/0! | #DIV/0!
- | #VALUE! | #VALUE! | - | - | - | #DIV/0! | #DIV/0!
- | #VALUE! | #VALUE! | - | - | - | #DIV/0! | #DIV/0!
- | #VALUE! | #VALUE! | - | - | - | #DIV/0! | #DIV/0!
- | #VALUE! | #VALUE! | - | - | - | #DIV/0! | #DIV/0!
- | #VALUE! | #VALUE! | - | - | - | #DIV/0! | #DIV/0!
- | #VALUE! | #VALUE! | - | - | - | #DIV/0! | #DIV/0!
- | #VALUE! | #VALUE! | - | - | - | #DIV/0! | #DIV/0!
- | #VALUE! | #VALUE! | - | - | - | #DIV/0! | #DIV/0!
- | #VALUE! | #VALUE! | - | - | - | #DIV/0! | #DIV/0!
- | #VALUE! | #VALUE! | - | - | - | #DIV/0! | #DIV/0!
- | #VALUE! | #VALUE! | - | - | - | #DIV/0! | #DIV/0!
- | #VALUE! | #VALUE! | - | - | - | #DIV/0! | #DIV/0!
- | #VALUE! | #VALUE! | - | - | - | #DIV/0! | #DIV/0!
- | #VALUE! | #VALUE! | - | - | - | #DIV/0! | #DIV/0!
- | #VALUE! | #VALUE! | - | - | - | #DIV/0! | #DIV/0!
- | #VALUE! | #VALUE! | - | - | - | #DIV/0! | #DIV/0!
- | #VALUE! | #VALUE! | - | - | - | #DIV/0! | #DIV/0!
- | #VALUE! | #VALUE! | - | - | - | #DIV/0! | #DIV/0!
- | #VALUE! | #VALUE! | - | - | - | #DIV/0! | #DIV/0!
- | #VALUE! | #VALUE! | - | - | - | #DIV/0! | #DIV/0!
- | #VALUE! | #VALUE! | - | - | - | #DIV/0! | #DIV/0!
- | #VALUE! | #VALUE! | - | - | - | #DIV/0! | #DIV/0!
- | #VALUE! | #VALUE! | - | - | - | #DIV/0! | #DIV/0!
- | #VALUE! | #VALUE! | - | - | - | #DIV/0! | #DIV/0!
- | #VALUE! | #VALUE! | - | - | - | #DIV/0! | #DIV/0!
- | #VALUE! | #VALUE! | - | - | - | #DIV/0! | #DIV/0!
- | #VALUE! | #VALUE! | - | - | - | #DIV/0! | #DIV/0!
- | #VALUE! | #VALUE! | - | - | - | #DIV/0! | #DIV/0!
- | #VALUE! | #VALUE! | - | - | - | #DIV/0! | #DIV/0!
- | #VALUE! | #VALUE! | - | - | - | #DIV/0! | #DIV/0!
- | #VALUE! | #VALUE! | - | - | - | #DIV/0! | #DIV/0!
- | #VALUE! | #VALUE! | - | - | - | #DIV/0! | #DIV/0!
- | #VALUE! | #VALUE! | - | - | - | #DIV/0! | #DIV/0!
- | #VALUE! | #VALUE! | - | - | - | #DIV/0! | #DIV/0!
- | #VALUE! | #VALUE! | - | - | - | #DIV/0! | #DIV/0!
- | #VALUE! | #VALUE! | - | - | - | #DIV/0! | #DIV/0!
- | #VALUE! | #VALUE! | - | - | - | #DIV/0! | #DIV/0!
- | #VALUE! | #VALUE! | - | - | - | #DIV/0! | #DIV/0!
- | #VALUE! | #VALUE! | - | - | - | #DIV/0! | #DIV/0!
- | #VALUE! | #VALUE! | - | - | - | #DIV/0! | #DIV/0!
- | #VALUE! | #VALUE! | - | - | - | #DIV/0! | #DIV/0!
- | #VALUE! | #VALUE! | - | - | - | #DIV/0! | #DIV/0!
- | #VALUE! | #VALUE! | - | - | - | #DIV/0! | #DIV/0!
- | #VALUE! | #VALUE! | - | - | - | #DIV/0! | #DIV/0!
- | #VALUE! | #VALUE! | - | - | - | #DIV/0! | #DIV/0!
- | #VALUE! | #VALUE! | - | - | - | #DIV/0! | #DIV/0!
- | #VALUE! | #VALUE! | - | - | - | #DIV/0! | #DIV/0!
- | #VALUE! | #VALUE! | - | - | - | #DIV/0! | #DIV/0!
- | #VALUE! | #VALUE! | - | - | - | #DIV/0! | #DIV/0!
- | #VALUE! | #VALUE! | - | - | - | #DIV/0! | #DIV/0!
- | #VALUE! | #VALUE! | - | - | - | #DIV/0! | #DIV/0!
- | #VALUE! | #VALUE! | - | - | - | #DIV/0! | #DIV/0!
- | #VALUE! | #VALUE! | - | - | - | #DIV/0! | #DIV/0!
- | #VALUE! | #VALUE! | - | - | - | #DIV/0! | #DIV/0!
- | #VALUE! | #VALUE! | - | - | - | #DIV/0! | #DIV/0!
- | #VALUE! | #VALUE! | - | - | - | #DIV/0! | #DIV/0!
- | #VALUE! | #VALUE! | - | - | - | #DIV/0! | #DIV/0!
- | #VALUE! | #VALUE! | - | - | - | #DIV/0! | #DIV/0!
- | #VALUE! | #VALUE! | - | - | - | #DIV/0! | #DIV/0!
- | #VALUE! | #VALUE! | - | - | - | #DIV/0! | #DIV/0!
- | #VALUE! | #VALUE! | - | - | - | #DIV/0! | #DIV/0!
- | #VALUE! | #VALUE! | - | - | - | #DIV/0! | #DIV/0!
- | #VALUE! | #VALUE! | - | - | - | #DIV/0! | #DIV/0!
- | #VALUE! | #VALUE! | - | - | - | #DIV/0! | #DIV/0!
- | #VALUE! | #VALUE! | - | - | - | #DIV/0! | #DIV/0!
- | #VALUE! | #VALUE! | - | - | - | #DIV/0! | #DIV/0!
- | #VALUE! | #VALUE! | - | - | - | #DIV/0! | #DIV/0!
- | #VALUE! | #VALUE! | - | - | - | #DIV/0! | #DIV/0!
- | #VALUE! | #VALUE! | - | - | - | #DIV/0! | #DIV/0!
- | #VALUE! | #VALUE! | - | - | - | #DIV/0! | #DIV/0!
- | #VALUE! | #VALUE! | - | - | - | #DIV/0! | #DIV/0!
- | #VALUE! | #VALUE! | - | - | - | #DIV/0! | #DIV/0!
- | #VALUE! | #VALUE! | - | - | - | #DIV/0! | #DIV/0!
- | #VALUE! | #VALUE! | - | - | - | #DIV/0! | #DIV/0!
- | #VALUE! | #VALUE! | - | - | - | #DIV/0! | #DIV/0!
- | #VALUE! | #VALUE! | - | - | - | #DIV/0! | #DIV/0!
- | #VALUE! | #VALUE! | - | - | - | #DIV/0! | #DIV/0!
- | #VALUE! | #VALUE! | - | - | - | #DIV/0! | #DIV/0!
- | #VALUE! | #VALUE! | - | - | - | #DIV/0! | #DIV/0!
- | #VALUE! | #VALUE! | - | - | - | #DIV/0! | #DIV/0!
- | #VALUE! | #VALUE! | - | - | - | #DIV/0! | #DIV/0!
- | #VALUE! | #VALUE! | - | - | - | #DIV/0! | #DIV/0!
- | #VALUE! | #VALUE! | - | - | - | #DIV/0! | #DIV/0!
- | #VALUE! | #VALUE! | - | - | - | #DIV/0! | #DIV/0!
- | #VALUE! | #VALUE! | - | - | - | #DIV/0! | #DIV/0!
- | #VALUE! | #VALUE! | - | - | - | #DIV/0! | #DIV/0!
- | #VALUE! | #VALUE! | - | - | - | #DIV/0! | #DIV/0!
- | #VALUE! | #VALUE! | - | - | - | #DIV/0! | #DIV/0!
- | #VALUE! | #VALUE! | - | - | - | #DIV/0! | #DIV/0!
- | #VALUE! | #VALUE! | - | - | - | #DIV/0! | #DIV/0!
- | #VALUE! | #VALUE! | - | - | - | #DIV/0! | #DIV/0!
- | #VALUE! | #VALUE! | - | - | - | #DIV/0! | #DIV/0!
- | #VALUE! | #VALUE! | - | - | - | #DIV/0! | #DIV/0!
- | #VALUE! | #VALUE! | - | - | - | #DIV/0! | #DIV/0!
- | #VALUE! | #VALUE! | - | - | - | #DIV/0! | #DIV/0!
- | #VALUE! | #VALUE! | - | - | - | #DIV/0! | #DIV/0!
- | #VALUE! | #VALUE! | - | - | - | #DIV/0! | #DIV/0!
- | #VALUE! | #VALUE! | - | - | - | #DIV/0! | #DIV/0!
- | #VALUE! | #VALUE! | - | - | - | #DIV/0! | #DIV/0!
- | #VALUE! | #VALUE! | - | - | - | #DIV/0! | #DIV/0!
- | #VALUE! | #VALUE! | - | - | - | #DIV/0! | #DIV/0!
- | #VALUE! | #VALUE! | - | - | - | #DIV/0! | #DIV/0!
- | #VALUE! | #VALUE! | - | - | - | #DIV/0! | #DIV/0!
- | #VALUE! | #VALUE! | - | - | - | #DIV/0! | #DIV/0!
- | #VALUE! | #VALUE! | - | - | - | #DIV/0! | #DIV/0!
- | #VALUE! | #VALUE! | - | - | - | #DIV/0! | #DIV/0!
- | #VALUE! | #VALUE! | - | - | - | #DIV/0! | #DIV/0!
- | #VALUE! | #VALUE! | - | - | - | #DIV/0! | #DIV/0!
- | #VALUE! | #VALUE! | - | - | - | #DIV/0! | #DIV/0!
- | #VALUE! | #VALUE! | - | - | - | #DIV/0! | #DIV/0!
- | #VALUE! | #VALUE! | - | - | - | #DIV/0! | #DIV/0!
- | #VALUE! | #VALUE! | - | - | - | #DIV/0! | #DIV/0!
- | #VALUE! | #VALUE! | - | - | - | #DIV/0! | #DIV/0!
- | #VALUE! | #VALUE! | - | - | - | #DIV/0! | #DIV/0!
- | #VALUE! | #VALUE! | - | - | - | #DIV/0! | #DIV/0!
- | #VALUE! | #VALUE! | - | - | - | #DIV/0! | #DIV/0!
- | #VALUE! | #VALUE! | - | - | - | #DIV/0! | #DIV/0!
- | #VALUE! | #VALUE! | - | - | - | #DIV/0! | #DIV/0!
- | #VALUE! | #VALUE! | - | - | - | #DIV/0! | #DIV/0!
- | #VALUE! | #VALUE! | - | - | - | #DIV/0! | #DIV/0!
- | #VALUE! | #VALUE! | - | - | - | #DIV/0! | #DIV/0!
- | #VALUE! | #VALUE! | - | - | - | #DIV/0! | #DIV/0!
- | #VALUE! | #VALUE! | - | - | - | #DIV/0! | #DIV/0!
- | #VALUE! | #VALUE! | - | - | - | #DIV/0! | #DIV/0!
- | #VALUE! | #VALUE! | - | - | - | #DIV/0! | #DIV/0!
- | #VALUE! | #VALUE! | - | - | - | #DIV/0! | #DIV/0!
- | #VALUE! | #VALUE! | - | - | - | #DIV/0! | #DIV/0!
- | #VALUE! | #VALUE! | - | - | - | #DIV/0! | #DIV/0!
- | #VALUE! | #VALUE! | - | - | - | #DIV/0! | #DIV/0!
- | #VALUE! | #VALUE! | - | - | - | #DIV/0! | #DIV/0!
- | #VALUE! | #VALUE! | - | - | - | #DIV/0! | #DIV/0!
- | #VALUE! | #VALUE! | - | - | - | #DIV/0! | #DIV/0!
- | #VALUE! | #VALUE! | - | - | - | #DIV/0! | #DIV/0!
- | #VALUE! | #VALUE! | - | - | - | #DIV/0! | #DIV/0!
- | #VALUE! | #VALUE! | - | - | - | #DIV/0! | #DIV/0!
- | #VALUE! | #VALUE! | - | - | - | #DIV/0! | #DIV/0!
- | #VALUE! | #VALUE! | - | - | - | #DIV/0! | #DIV/0!
- | #VALUE! | #VALUE! | - | - | - | #DIV/0! | #DIV/0!
- | #VALUE! | #VALUE! | - | - | - | #DIV/0! | #DIV/0!
- | #VALUE! | #VALUE! | - | - | - | #DIV/0! | #DIV/0!
- | #VALUE! | #VALUE! | - | - | - | #DIV/0! | #DIV/0!
- | #VALUE! | #VALUE! | - | - | - | #DIV/0! | #DIV/0!
- | #VALUE! | #VALUE! | - | - | - | #DIV/0! | #DIV/0!
- | #VALUE! | #VALUE! | - | - | - | #DIV/0! | #DIV/0!
- | #VALUE! | #VALUE! | - | - | - | #DIV/0! | #DIV/0!
- | #VALUE! | #VALUE! | - | - | - | #DIV/0! | #DIV/0!
- | #VALUE! | #VALUE! | - | - | - | #DIV/0! | #DIV/0!
- | #VALUE! | #VALUE! | - | - | - | #DIV/0! | #DIV/0!
- | #VALUE! | #VALUE! | - | - | - | #DIV/0! | #DIV/0!
- | #VALUE! | #VALUE! | - | - | - | #DIV/0! | #DIV/0!
- | #VALUE! | #VALUE! | - | - | - | #DIV/0! | #DIV/0!
- | #VALUE! | #VALUE! | - | - | - | #DIV/0! | #DIV/0!
- | #VALUE! | #VALUE! | - | - | - | #DIV/0! | #DIV/0!
- | #VALUE! | #VALUE! | - | - | - | #DIV/0! | #DIV/0!
- | #VALUE! | #VALUE! | - | - | - | #DIV/0! | #DIV/0!
- | #VALUE! | #VALUE! | - | - | - | #DIV/0! | #DIV/0!
- | #VALUE! | #VALUE! | - | - | - | #DIV/0! | #DIV/0!
- | #VALUE! | #VALUE! | - | - | - | #DIV/0! | #DIV/0!
- | #VALUE! | #VALUE! | - | - | - | #DIV/0! | #DIV/0!
- | #VALUE! | #VALUE! | - | - | - | #DIV/0! | #DIV/0!
- | #VALUE! | #VALUE! | - | - | - | #DIV/0! | #DIV/0!
- | #VALUE! | #VALUE! | - | - | - | #DIV/0! | #DIV/0!
- | #VALUE! | #VALUE! | - | - | - | #DIV/0! | #DIV/0!
- | #VALUE! | #VALUE! | - | - | - | #DIV/0! | #DIV/0!
- | #VALUE! | #VALUE! | - | - | - | #DIV/0! | #DIV/0!
- | #VALUE! | #VALUE! | - | - | - | #DIV/0! | #DIV/0!
- | #VALUE! | #VALUE! | - | - | - | #DIV/0! | #DIV/0!
- | #VALUE! | #VALUE! | - | - | - | #DIV/0! | #DIV/0!
- | #VALUE! | #VALUE! | - | - | - | #DIV/0! | #DIV/0!
- | #VALUE! | #VALUE! | - | - | - | #DIV/0! | #DIV/0!
- | #VALUE! | #VALUE! | - | - | - | #DIV/0! | #DIV/0!
- | #VALUE! | #VALUE! | - | - | - | #DIV/0! | #DIV/0!
- | #VALUE! | #VALUE! | - | - | - | #DIV/0! | #DIV/0!
- | #VALUE! | #VALUE! | - | - | - | #DIV/0! | #DIV/0!
- | #VALUE! | #VALUE! | - | - | - | #DIV/0! | #DIV/0!
- | #VALUE! | #VALUE! | - | - | - | #DIV/0! | #DIV/0!
- | #VALUE! | #VALUE! | - | - | - | #DIV/0! | #DIV/0!
- | #VALUE! | #VALUE! | - | - | - | #DIV/0! | #DIV/0!
- | #VALUE! | #VALUE! | - | - | - | #DIV/0! | #DIV/0!
- | #VALUE! | #VALUE! | - | - | - | #DIV/0! | #DIV/0!
- | #VALUE! | #VALUE! | - | - | - | #DIV/0! | #DIV/0!
- | #VALUE! | #VALUE! | - | - | - | #DIV/0! | #DIV/0!
- | #VALUE! | #VALUE! | - | - | - | #DIV/0! | #DIV/0!
- | #VALUE! | #VALUE! | - | - | - | #DIV/0! | #DIV/0!
- | #VALUE! | #VALUE! | - | - | - | #DIV/0! | #DIV/0!
- | #VALUE! | #VALUE! | - | - | - | #DIV/0! | #DIV/0!
- | #VALUE! | #VALUE! | - | - | - | #DIV/0! | #DIV/0!
- | #VALUE! | #VALUE! | - | - | - | #DIV/0! | #DIV/0!
- | #VALUE! | #VALUE! | - | - | - | #DIV/0! | #DIV/0!
- | #VALUE! | #VALUE! | - | - | - | #DIV/0! | #DIV/0!
- | #VALUE! | #VALUE! | - | - | - | #DIV/0! | #DIV/0!
- | #VALUE! | #VALUE! | - | - | - | #DIV/0! | #DIV/0!
- | #VALUE! | #VALUE! | - | - | - | #DIV/0! | #DIV/0!
- | #VALUE! | #VALUE! | - | - | - | #DIV/0! | #DIV/0!
- | #VALUE! | #VALUE! | - | - | - | #DIV/0! | #DIV/0!
- | #VALUE! | #VALUE! | - | - | - | #DIV/0! | #DIV/0!
- | #VALUE! | #VALUE! | - | - | - | #DIV/0! | #DIV/0!
- | #VALUE! | #VALUE! | - | - | - | #DIV/0! | #DIV/0!
- | #VALUE! | #VALUE! | - | - | - | #DIV/0! | #DIV/0!
- | #VALUE! | #VALUE! | - | - | - | #DIV/0! | #DIV/0!
- | #VALUE! | #VALUE! | - | - | - | #DIV/0! | #DIV/0!
- | #VALUE! | #VALUE! | - | - | - | #DIV/0! | #DIV/0!
- | #VALUE! | #VALUE! | - | - | - | #DIV/0! | #DIV/0!
- | #VALUE! | #VALUE! | - | - | - | #DIV/0! | #DIV/0!
- | #VALUE! | #VALUE! | - | - | - | #DIV/0! | #DIV/0!
- | #VALUE! | #VALUE! | - | - | - | #DIV/0! | #DIV/0!
- | #VALUE! | #VALUE! | - | - | - | #DIV/0! | #DIV/0!
- | #VALUE! | #VALUE! | - | - | - | #DIV/0! | #DIV/0!
- | #VALUE! | #VALUE! | - | - | - | #DIV/0! | #DIV/0!
- | #VALUE! | #VALUE! | - | - | - | #DIV/0! | #DIV/0!
- | #VALUE! | #VALUE! | - | - | - | #DIV/0! | #DIV/0!
- | #VALUE! | #VALUE! | - | - | - | #DIV/0! | #DIV/0!
- | #VALUE! | #VALUE! | - | - | - | #DIV/0! | #DIV/0!
- | #VALUE! | #VALUE! | - | - | - | #DIV/0! | #DIV/0!
- | #VALUE! | #VALUE! | - | - | - | #DIV/0! | #DIV/0!

## Step 3. Avg Energy Calcs
Day of Week | Hour | Circuit #1 Average Energy (kWh) | % Light on per hour | % Light off per hour
1 | 0 | 31.201 | 13% | 87%
1 | 1 | 31.2308 | 13.01% | 86.99%
1 | 2 | 31.1922 | 13% | 87%
1 | 3 | 31.1822 | 12.99% | 87.01%
1 | 4 | 31.2043 | 13% | 87%
1 | 5 | 31.1999 | 13% | 87%
1 | 6 | 31.2159 | 13.01% | 86.99%
1 | 7 | 31.2192 | 13.01% | 86.99%
1 | 8 | 31.2236 | 13.01% | 86.99%
1 | 9 | 31.2192 | 13.01% | 86.99%
1 | 10 | 31.2198 | 13.01% | 86.99%
1 | 11 | 31.1822 | 12.99% | 87.01%
1 | 12 | 31.1668 | 12.99% | 87.01%
1 | 13 | 31.169 | 12.99% | 87.01%
1 | 14 | 31.1557 | 12.98% | 87.02%
1 | 15 | 31.2043 | 13% | 87%
1 | 16 | 31.2402 | 13.02% | 86.98%
1 | 17 | 31.2893 | 13.04% | 86.96%
1 | 18 | 31.2722 | 13.03% | 86.97%
1 | 19 | 30.9995 | 12.92% | 87.08%
1 | 20 | 31.2347 | 13.01% | 86.99%
1 | 21 | 31.2446 | 13.02% | 86.98%
1 | 22 | 31.2921 | 13.04% | 86.96%
1 | 23 | 31.2722 | 13.03% | 86.97%
2 | 0 | 31.2634 | 13.03% | 86.97%
2 | 1 | 31.1309 | 12.97% | 87.03%
2 | 2 | 31.2573 | 13.02% | 86.98%
2 | 3 | 31.2159 | 13.01% | 86.99%
2 | 4 | 31.2976 | 13.04% | 86.96%
2 | 5 | 31.248 | 13.02% | 86.98%
2 | 6 | 31.2203 | 13.01% | 86.99%
2 | 7 | 31.1894 | 13% | 87%
2 | 8 | 31.2369 | 13.02% | 86.98%
2 | 9 | 31.2529 | 13.02% | 86.98%
2 | 10 | 31.1977 | 13% | 87%
2 | 11 | 31.1922 | 13% | 87%
2 | 12 | 31.2562 | 13.02% | 86.98%
2 | 13 | 31.2612 | 13.03% | 86.97%
2 | 14 | 31.2524 | 13.02% | 86.98%
2 | 15 | 31.2369 | 13.02% | 86.98%
2 | 16 | 31.2419 | 13.02% | 86.98%
2 | 17 | 31.2038 | 13% | 87%
2 | 18 | 31.2292 | 13.01% | 86.99%
2 | 19 | 31.1911 | 13% | 87%
2 | 20 | 31.1944 | 13% | 87%
2 | 21 | 31.1696 | 12.99% | 87.01%
2 | 22 | 31.2093 | 13% | 87%
2 | 23 | 31.2756 | 13.03% | 86.97%
3 | 0 | 31.2833 | 13.03% | 86.97%
3 | 1 | 31.3192 | 13.05% | 86.95%
3 | 2 | 31.2496 | 13.02% | 86.98%
3 | 3 | 31.243 | 13.02% | 86.98%
3 | 4 | 31.2485 | 13.02% | 86.98%
3 | 5 | 31.2612 | 13.03% | 86.97%
3 | 6 | 31.2838 | 13.03% | 86.97%
3 | 7 | 31.2607 | 13.03% | 86.97%
3 | 8 | 31.2789 | 13.03% | 86.97%
3 | 9 | 31.1889 | 13% | 87%
3 | 10 | 31.2137 | 13.01% | 86.99%
3 | 11 | 31.3893 | 13.08% | 86.92%
3 | 12 | 31.3396 | 13.06% | 86.94%
3 | 13 | 31.3462 | 13.06% | 86.94%
3 | 14 | 31.4323 | 13.1% | 86.9%
3 | 15 | 31.4047 | 13.09% | 86.91%
3 | 16 | 31.3931 | 13.08% | 86.92%
3 | 17 | 31.3827 | 13.08% | 86.92%
3 | 18 | 31.3732 | 13.07% | 86.93%
3 | 19 | 31.4185 | 13.09% | 86.91%
3 | 20 | 31.3423 | 13.06% | 86.94%
3 | 21 | 31.3412 | 13.06% | 86.94%
3 | 22 | 31.3738 | 13.07% | 86.93%
3 | 23 | 31.4401 | 13.1% | 86.9%
4 | 0 | 0 | 0% | 100%
4 | 1 | 0 | 0% | 100%
4 | 2 | 0 | 0% | 100%
4 | 3 | 0 | 0% | 100%
4 | 4 | 0 | 0% | 100%
4 | 5 | 0 | 0% | 100%
4 | 6 | 0 | 0% | 100%
4 | 7 | 0 | 0% | 100%
4 | 8 | 0 | 0% | 100%
4 | 9 | 0 | 0% | 100%
4 | 10 | 0 | 0% | 100%
4 | 11 | 0 | 0% | 100%
4 | 12 | 0 | 0% | 100%
4 | 13 | 0 | 0% | 100%
4 | 14 | 0 | 0% | 100%
4 | 15 | 0 | 0% | 100%
4 | 16 | 0 | 0% | 100%
4 | 17 | 0 | 0% | 100%
4 | 18 | 0 | 0% | 100%
4 | 19 | 0 | 0% | 100%
4 | 20 | 0 | 0% | 100%
4 | 21 | 0 | 0% | 100%
4 | 22 | 0 | 0% | 100%
4 | 23 | 0 | 0% | 100%
5 | 0 | 31.3142 | 13.05% | 86.95%
5 | 1 | 31.376 | 13.07% | 86.93%
5 | 2 | 31.2998 | 13.04% | 86.96%
5 | 3 | 31.2811 | 13.03% | 86.97%
5 | 4 | 31.344 | 13.06% | 86.94%
5 | 5 | 31.3214 | 13.05% | 86.95%
5 | 6 | 31.3495 | 13.06% | 86.94%
5 | 7 | 31.3456 | 13.06% | 86.94%
5 | 8 | 31.3622 | 13.07% | 86.93%
5 | 9 | 31.3722 | 13.07% | 86.93%
5 | 10 | 31.401 | 13.08% | 86.92%
5 | 11 | 31.4025 | 13.08% | 86.92%
5 | 12 | 31.3577 | 13.07% | 86.93%
5 | 13 | 31.341 | 13.06% | 86.94%
5 | 14 | 31.3419 | 13.06% | 86.94%
5 | 15 | 31.3518 | 13.06% | 86.94%
5 | 16 | 31.3161 | 13.05% | 86.95%
5 | 17 | 31.357 | 13.07% | 86.93%
5 | 18 | 31.374 | 13.07% | 86.93%
5 | 19 | 31.3055 | 13.04% | 86.96%
5 | 20 | 31.3232 | 13.05% | 86.95%
5 | 21 | 31.3373 | 13.06% | 86.94%
5 | 22 | 31.3562 | 13.07% | 86.93%
5 | 23 | 31.3193 | 13.05% | 86.95%
6 | 0 | 29.2463 | 12.19% | 87.81%
6 | 1 | 29.209 | 12.17% | 87.83%
6 | 2 | 29.2654 | 12.19% | 87.81%
6 | 3 | 29.1713 | 12.15% | 87.85%
6 | 4 | 29.1889 | 12.16% | 87.84%
6 | 5 | 29.2473 | 12.19% | 87.81%
6 | 6 | 29.3177 | 12.22% | 87.78%
6 | 7 | 29.37 | 12.24% | 87.76%
6 | 8 | 29.296 | 12.21% | 87.79%
6 | 9 | 29.2841 | 12.2% | 87.8%
6 | 10 | 29.3446 | 12.23% | 87.77%
6 | 11 | 29.3405 | 12.23% | 87.77%
6 | 12 | 29.4083 | 12.25% | 87.75%
6 | 13 | 29.2939 | 12.21% | 87.79%
6 | 14 | 29.3203 | 12.22% | 87.78%
6 | 15 | 29.2706 | 12.2% | 87.8%
6 | 16 | 29.2965 | 12.21% | 87.79%
6 | 17 | 29.2685 | 12.2% | 87.8%
6 | 18 | 29.2344 | 12.18% | 87.82%
6 | 19 | 29.2044 | 12.17% | 87.83%
6 | 20 | 29.2385 | 12.18% | 87.82%
6 | 21 | 29.2986 | 12.21% | 87.79%
6 | 22 | 29.296 | 12.21% | 87.79%
6 | 23 | 29.3069 | 12.21% | 87.79%
7 | 0 | 31.1199 | 12.97% | 87.03%
7 | 1 | 31.0862 | 12.95% | 87.05%
7 | 2 | 31.1348 | 12.97% | 87.03%
7 | 3 | 31.1762 | 12.99% | 87.01%
7 | 4 | 31.227 | 13.01% | 86.99%
7 | 5 | 31.2082 | 13% | 87%
7 | 6 | 31.1601 | 12.98% | 87.02%
7 | 7 | 31.1845 | 12.99% | 87.01%
7 | 8 | 31.2457 | 13.02% | 86.98%
7 | 9 | 31.2932 | 13.04% | 86.96%
7 | 10 | 31.1872 | 12.99% | 87.01%
7 | 11 | 31.1773 | 12.99% | 87.01%
7 | 12 | 31.2971 | 13.04% | 86.96%
7 | 13 | 31.3379 | 13.06% | 86.94%
7 | 14 | 31.2761 | 13.03% | 86.97%
7 | 15 | 31.3153 | 13.05% | 86.95%
7 | 16 | 31.3197 | 13.05% | 86.95%
7 | 17 | 31.3849 | 13.08% | 86.92%
7 | 18 | 31.2844 | 13.04% | 86.96%
7 | 19 | 31.248 | 13.02% | 86.98%
7 | 20 | 31.1579 | 12.98% | 87.02%
7 | 21 | 31.1718 | 12.99% | 87.01%
7 | 22 | 31.1955 | 13% | 87%
7 | 23 | 31.196 | 13% | 87%

## Step 4. Results
Day | Average Hourly Electricity (kWh) | Average Daily Weekday Electricity (kWh) | Annual Weekday Electricity (kWh/year) | TOTAL ANNUAL ELECTRICITY USAGE (kWh/year)
Monday | 31.226 | 591.24 | 154313.6439 | 232231.2791
Tuesday | 31.3253
Wednesday | 0 | Average Daily Weekend Electricity (kWh) | Annual Weekend Electricity (kWh/year) | Approximate % of Total Lighting Load that was Measured
Thursday | 31.3438 | 749.208 | 77917.6352 | 20.83%
Friday | 29.2799
Saturday | 31.2244 |  |  | Remaining Unmeasured Lighting Load (kWh/year)
Sunday | 31.2096 |  |  | 882478.8605
Total Days Used in Measurement Period
112.0418

## Step 4a. Hourly Results
Panelboard Average kWh per HOUR
DAY | 0 | 1 | 2 | 3 | 4 | 5 | 6 | 7 | 8 | 9 | 10 | 11 | 12 | 13 | 14 | 15 | 16 | 17 | 18 | 19 | 20 | 21 | 22 | 23 | Total
Sunday | 31.201 | 31.2308 | 31.1922 | 31.1822 | 31.2043 | 31.1999 | 31.2159 | 31.2192 | 31.2236 | 31.2192 | 31.2198 | 31.1822 | 31.1668 | 31.169 | 31.1557 | 31.2043 | 31.2402 | 31.2893 | 31.2722 | 30.9995 | 31.2347 | 31.2446 | 31.2921 | 31.2722 | 749.0313
Monday | 31.2634 | 31.1309 | 31.2573 | 31.2159 | 31.2976 | 31.248 | 31.2203 | 31.1894 | 31.2369 | 31.2529 | 31.1977 | 31.1922 | 31.2562 | 31.2612 | 31.2524 | 31.2369 | 31.2419 | 31.2038 | 31.2292 | 31.1911 | 31.1944 | 31.1696 | 31.2093 | 31.2756 | 749.424
Tuesday | 31.2833 | 31.3192 | 31.2496 | 31.243 | 31.2485 | 31.2612 | 31.2838 | 31.2607 | 31.2789 | 31.1889 | 31.2137 | 31.3893 | 31.3396 | 31.3462 | 31.4323 | 31.4047 | 31.3931 | 31.3827 | 31.3732 | 31.4185 | 31.3423 | 31.3412 | 31.3738 | 31.4401 | 751.8078
Wednesday | 0 | 0 | 0 | 0 | 0 | 0 | 0 | 0 | 0 | 0 | 0 | 0 | 0 | 0 | 0 | 0 | 0 | 0 | 0 | 0 | 0 | 0 | 0 | 0 | 0
Thursday | 31.3142 | 31.376 | 31.2998 | 31.2811 | 31.344 | 31.3214 | 31.3495 | 31.3456 | 31.3622 | 31.3722 | 31.401 | 31.4025 | 31.3577 | 31.341 | 31.3419 | 31.3518 | 31.3161 | 31.357 | 31.374 | 31.3055 | 31.3232 | 31.3373 | 31.3562 | 31.3193 | 752.2505
Friday | 29.2463 | 29.209 | 29.2654 | 29.1713 | 29.1889 | 29.2473 | 29.3177 | 29.37 | 29.296 | 29.2841 | 29.3446 | 29.3405 | 29.4083 | 29.2939 | 29.3203 | 29.2706 | 29.2965 | 29.2685 | 29.2344 | 29.2044 | 29.2385 | 29.2986 | 29.296 | 29.3069 | 702.7178
Saturday | 31.1199 | 31.0862 | 31.1348 | 31.1762 | 31.227 | 31.2082 | 31.1601 | 31.1845 | 31.2457 | 31.2932 | 31.1872 | 31.1773 | 31.2971 | 31.3379 | 31.2761 | 31.3153 | 31.3197 | 31.3849 | 31.2844 | 31.248 | 31.1579 | 31.1718 | 31.1955 | 31.196 | 749.3847