## Change Log
Entry # | Date | Name | New Document Name | Cell/Range Modified | Changes Made | Comments
1 | 2020-04-27 | Philip Chao | 2020_0427_Pump_Constant Speed Constant Volume Input kWh Dent_pc |  | created from AHU model
2 | 2020-05-04 | Duncan Prahl | same | Raw data | Revised kW to more realistic numbers (~20 hp pump)

## Intro
Introduction and Instructions
Model Description
Measured variables: average pump motor power
General pump equation: Total pump energy = pump motor runtime per year (hours) * pump true power (kW)
Model Instructions
The yellow cells are the input cells.
1 | Raw Data - Paste the hourly pump True RMS Power data from the VFD or Dent Meter. The data format is:
· Time stamp – mm/dd/yyyy hh:mm
· Average Power - kW
2 | Percent Runtime Calcs – Runtime hours are calculated from the on/off data and stored as hours per day per day of the week. No data inputs
3 | Daily Avg Runtime Calcs - No data inputs
4 | Results - Total annual energy, kWh is calculated from the runtime hours and power data. Also included on this tab as a data check is a graph of total runtime hours per day of the week.
Constant
Weeks_Per_Year | 52
Days Per Year | 365.24
Named Ranges | Description | Sheet | Address
Cooling_Season_Start_Date | The operating hours are zeroed-out if the date is before the start of the cooling season | Step 1.1 Raw Data | $E$4
Cooling_Season_End_Date | The operating hours are zeroed-out if the date is after the end of the cooling season | Step 1.1 Raw Data | $E$5
Helpful links
to logger tools

## Step 1. Raw Data
Datetime | Pump Power (kW)
2017-07-18 18:00 | 14
2017-07-18 19:00 | 6
2017-07-18 20:00 | 0 | Cooling Season Start Date | 2020-05-01
2017-07-18 21:00 | 0 | Cooling Season End Date | 2020-10-01
2017-07-18 22:00 | 0
2017-07-18 23:00 | 0
2017-07-19 | 0
2017-07-19 01:00 | 0
2017-07-19 02:00 | 0
2017-07-19 03:00 | 0
2017-07-19 04:00 | 0
2017-07-19 05:00 | 0
2017-07-19 06:00 | 8
2017-07-19 07:00 | 14
2017-07-19 08:00 | 14
2017-07-19 09:00 | 14
2017-07-19 10:00 | 14
2017-07-19 11:00 | 14
2017-07-19 12:00 | 14
2017-07-19 13:00 | 14
2017-07-19 14:00 | 14
2017-07-19 15:00 | 14
2017-07-19 16:00 | 14
2017-07-19 17:00 | 14
2017-07-19 18:00 | 14
2017-07-19 19:00 | 6
2017-07-19 20:00 | 0
2017-07-19 21:00 | 0
2017-07-19 22:00 | 0
2017-07-19 23:00 | 0
2017-07-20 | 0
2017-07-20 01:00 | 0
2017-07-20 02:00 | 0
2017-07-20 03:00 | 0
2017-07-20 04:00 | 0
2017-07-20 05:00 | 0
2017-07-20 06:00 | 8
2017-07-20 07:00 | 14
2017-07-20 08:00 | 14
2017-07-20 09:00 | 14
2017-07-20 10:00 | 14
2017-07-20 11:00 | 14
2017-07-20 12:00 | 14
2017-07-20 13:00 | 14
2017-07-20 14:00 | 14
2017-07-20 15:00 | 14
2017-07-20 16:00 | 14
2017-07-20 17:00 | 14
2017-07-20 18:00 | 14
2017-07-20 19:00 | 6
2017-07-20 20:00 | 0
2017-07-20 21:00 | 0
2017-07-20 22:00 | 0
2017-07-20 23:00 | 0
2017-07-21 | 0
2017-07-21 01:00 | 0
2017-07-21 02:00 | 0
2017-07-21 03:00 | 0
2017-07-21 04:00 | 0
2017-07-21 05:00 | 0
2017-07-21 06:00 | 0
2017-07-21 07:00 | 8
2017-07-21 08:00 | 14
2017-07-21 09:00 | 14
2017-07-21 10:00 | 14
2017-07-21 11:00 | 14
2017-07-21 12:00 | 14
2017-07-21 13:00 | 14
2017-07-21 14:00 | 14
2017-07-21 15:00 | 14
2017-07-21 16:00 | 14
2017-07-21 17:00 | 14
2017-07-21 18:00 | 14
2017-07-21 19:00 | 14
2017-07-21 20:00 | 6
2017-07-21 21:00 | 0
2017-07-21 22:00 | 0
2017-07-21 23:00 | 0
2017-07-22 | 0
2017-07-22 01:00 | 0
2017-07-22 02:00 | 0
2017-07-22 03:00 | 0
2017-07-22 04:00 | 0
2017-07-22 05:00 | 0
2017-07-22 06:00 | 0
2017-07-22 07:00 | 0
2017-07-22 08:00 | 0
2017-07-22 09:00 | 0
2017-07-22 10:00 | 0
2017-07-22 11:00 | 0
2017-07-22 12:00 | 0
2017-07-22 13:00 | 0
2017-07-22 14:00 | 0
2017-07-22 15:00 | 0
2017-07-22 16:00 | 0
2017-07-22 17:00 | 0
2017-07-22 18:00 | 0
2017-07-22 19:00 | 0
2017-07-22 20:00 | 0
2017-07-22 21:00 | 0
2017-07-22 22:00 | 0
2017-07-22 23:00 | 0
2017-07-23 | 0
2017-07-23 01:00 | 0
2017-07-23 02:00 | 0
2017-07-23 03:00 | 0
2017-07-23 04:00 | 0
2017-07-23 05:00 | 0
2017-07-23 06:00 | 0
2017-07-23 07:00 | 0
2017-07-23 08:00 | 0
2017-07-23 09:00 | 0
2017-07-23 10:00 | 0
2017-07-23 11:00 | 0
2017-07-23 12:00 | 0
2017-07-23 13:00 | 0
2017-07-23 14:00 | 0
2017-07-23 15:00 | 0
2017-07-23 16:00 | 0
2017-07-23 17:00 | 0
2017-07-23 18:00 | 0
2017-07-23 19:00 | 0
2017-07-23 20:00 | 0
2017-07-23 21:00 | 0
2017-07-23 22:00 | 0
2017-07-23 23:00 | 0
2017-07-24 | 0
2017-07-24 01:00 | 0
2017-07-24 02:00 | 0
2017-07-24 03:00 | 0
2017-07-24 04:00 | 0
2017-07-24 05:00 | 0
2017-07-24 06:00 | 8
2017-07-24 07:00 | 14
2017-07-24 08:00 | 14
2017-07-24 09:00 | 14
2017-07-24 10:00 | 14
2017-07-24 11:00 | 14
2017-07-24 12:00 | 14
2017-07-24 13:00 | 14
2017-07-24 14:00 | 14
2017-07-24 15:00 | 14
2017-07-24 16:00 | 14
2017-07-24 17:00 | 14
2017-07-24 18:00 | 14
2017-07-24 19:00 | 6
2017-07-24 20:00 | 0
2017-07-24 21:00 | 0
2017-07-24 22:00 | 0
2017-07-24 23:00 | 0
2017-07-25 | 0
2017-07-25 01:00 | 0
2017-07-25 02:00 | 0
2017-07-25 03:00 | 0
2017-07-25 04:00 | 0
2017-07-25 05:00 | 0
2017-07-25 06:00 | 8
2017-07-25 07:00 | 14
2017-07-25 08:00 | 14
2017-07-25 09:00 | 14
2017-07-25 10:00 | 14
2017-07-25 11:00 | 14
2017-07-25 12:00 | 14
2017-07-25 13:00 | 14
2017-07-25 14:00 | 14
2017-07-25 15:00 | 14
2017-07-25 16:00 | 14
2017-07-25 17:00 | 14
2017-07-25 18:00 | 14
2017-07-25 19:00 | 6
2017-07-25 20:00 | 0
2017-07-25 21:00 | 0
2017-07-25 22:00 | 0
2017-07-25 23:00 | 0
2017-07-26 | 0
2017-07-26 01:00 | 0
2017-07-26 02:00 | 0
2017-07-26 03:00 | 0
2017-07-26 04:00 | 0
2017-07-26 05:00 | 0
2017-07-26 06:00 | 8
2017-07-26 07:00 | 14
2017-07-26 08:00 | 14
2017-07-26 09:00 | 14
2017-07-26 10:00 | 14
2017-07-26 11:00 | 14
2017-07-26 12:00 | 14
2017-07-26 13:00 | 14
2017-07-26 14:00 | 14
2017-07-26 15:00 | 14
2017-07-26 16:00 | 14
2017-07-26 17:00 | 14
2017-07-26 18:00 | 14
2017-07-26 19:00 | 6
2017-07-26 20:00 | 0
2017-07-26 21:00 | 0
2017-07-26 22:00 | 0
2017-07-26 23:00 | 0
2017-07-27 | 0
2017-07-27 01:00 | 0
2017-07-27 02:00 | 0
2017-07-27 03:00 | 0
2017-07-27 04:00 | 0
2017-07-27 05:00 | 0
2017-07-27 06:00 | 8
2017-07-27 07:00 | 14
2017-07-27 08:00 | 14
2017-07-27 09:00 | 14
2017-07-27 10:00 | 14
2017-07-27 11:00 | 14
2017-07-27 12:00 | 14
2017-07-27 13:00 | 14
2017-07-27 14:00 | 14
2017-07-27 15:00 | 14
2017-07-27 16:00 | 14
2017-07-27 17:00 | 14
2017-07-27 18:00 | 14
2017-07-27 19:00 | 6
2017-07-27 20:00 | 0
2017-07-27 21:00 | 0
2017-07-27 22:00 | 0
2017-07-27 23:00 | 0
2017-07-28 | 0
2017-07-28 01:00 | 0
2017-07-28 02:00 | 0
2017-07-28 03:00 | 0
2017-07-28 04:00 | 0
2017-07-28 05:00 | 0
2017-07-28 06:00 | 8
2017-07-28 07:00 | 14
2017-07-28 08:00 | 14
2017-07-28 09:00 | 14
2017-07-28 10:00 | 14
2017-07-28 11:00 | 14
2017-07-28 12:00 | 14
2017-07-28 13:00 | 14
2017-07-28 14:00 | 14
2017-07-28 15:00 | 14
2017-07-28 16:00 | 14
2017-07-28 17:00 | 14
2017-07-28 18:00 | 14
2017-07-28 19:00 | 6
2017-07-28 20:00 | 0
2017-07-28 21:00 | 0
2017-07-28 22:00 | 0
2017-07-28 23:00 | 0
2017-07-29 | 0
2017-07-29 01:00 | 0
2017-07-29 02:00 | 0
2017-07-29 03:00 | 0
2017-07-29 04:00 | 0
2017-07-29 05:00 | 0
2017-07-29 06:00 | 0
2017-07-29 07:00 | 0
2017-07-29 08:00 | 0
2017-07-29 09:00 | 0
2017-07-29 10:00 | 0
2017-07-29 11:00 | 0
2017-07-29 12:00 | 0
2017-07-29 13:00 | 0
2017-07-29 14:00 | 0
2017-07-29 15:00 | 0
2017-07-29 16:00 | 0
2017-07-29 17:00 | 0
2017-07-29 18:00 | 0
2017-07-29 19:00 | 0
2017-07-29 20:00 | 0
2017-07-29 21:00 | 0
2017-07-29 22:00 | 0
2017-07-29 23:00 | 0
2017-07-30 | 0
2017-07-30 01:00 | 0
2017-07-30 02:00 | 0
2017-07-30 03:00 | 0
2017-07-30 04:00 | 0
2017-07-30 05:00 | 0
2017-07-30 06:00 | 0
2017-07-30 07:00 | 0
2017-07-30 08:00 | 0
2017-07-30 09:00 | 0
2017-07-30 10:00 | 0
2017-07-30 11:00 | 0
2017-07-30 12:00 | 0
2017-07-30 13:00 | 0
2017-07-30 14:00 | 0
2017-07-30 15:00 | 0
2017-07-30 16:00 | 0
2017-07-30 17:00 | 0
2017-07-30 18:00 | 0
2017-07-30 19:00 | 0
2017-07-30 20:00 | 0
2017-07-30 21:00 | 0
2017-07-30 22:00 | 0
2017-07-30 23:00 | 0
2017-07-31 | 0
2017-07-31 01:00 | 0
2017-07-31 02:00 | 0
2017-07-31 03:00 | 0
2017-07-31 04:00 | 0
2017-07-31 05:00 | 0
2017-07-31 06:00 | 8
2017-07-31 07:00 | 14
2017-07-31 08:00 | 14
2017-07-31 09:00 | 14
2017-07-31 10:00 | 14
2017-07-31 11:00 | 14
2017-07-31 12:00 | 14
2017-07-31 13:00 | 14
2017-07-31 14:00 | 14
2017-07-31 15:00 | 14
2017-07-31 16:00 | 14
2017-07-31 17:00 | 14
2017-07-31 18:00 | 14
2017-07-31 19:00 | 6
2017-07-31 20:00 | 0
2017-07-31 21:00 | 0
2017-07-31 22:00 | 0
2017-07-31 23:00 | 0
2017-08-01 | 0
2017-08-01 01:00 | 0
2017-08-01 02:00 | 0
2017-08-01 03:00 | 0
2017-08-01 04:00 | 0
2017-08-01 05:00 | 0
2017-08-01 06:00 | 8
2017-08-01 07:00 | 14
2017-08-01 08:00 | 14
2017-08-01 09:00 | 14
2017-08-01 10:00 | 14
2017-08-01 11:00 | 14
2017-08-01 12:00 | 14
2017-08-01 13:00 | 14
2017-08-01 14:00 | 14
2017-08-01 15:00 | 14
2017-08-01 16:00 | 14
2017-08-01 17:00 | 14
2017-08-01 18:00 | 14
2017-08-01 19:00 | 6
2017-08-01 20:00 | 0
2017-08-01 21:00 | 0
2017-08-01 22:00 | 0
2017-08-01 23:00 | 0
2017-08-02 | 0
2017-08-02 01:00 | 0
2017-08-02 02:00 | 0
2017-08-02 03:00 | 0
2017-08-02 04:00 | 0
2017-08-02 05:00 | 0
2017-08-02 06:00 | 8
2017-08-02 07:00 | 14
2017-08-02 08:00 | 14
2017-08-02 09:00 | 14
2017-08-02 10:00 | 14
2017-08-02 11:00 | 14
2017-08-02 12:00 | 14
2017-08-02 13:00 | 14
2017-08-02 14:00 | 14
2017-08-02 15:00 | 14
2017-08-02 16:00 | 14
2017-08-02 17:00 | 14
2017-08-02 18:00 | 14
2017-08-02 19:00 | 6
2017-08-02 20:00 | 0
2017-08-02 21:00 | 0
2017-08-02 22:00 | 0
2017-08-02 23:00 | 0
2017-08-03 | 0
2017-08-03 01:00 | 0
2017-08-03 02:00 | 0
2017-08-03 03:00 | 0
2017-08-03 04:00 | 0
2017-08-03 05:00 | 0
2017-08-03 06:00 | 8
2017-08-03 07:00 | 14
2017-08-03 08:00 | 14
2017-08-03 09:00 | 14
2017-08-03 10:00 | 14
2017-08-03 11:00 | 14
2017-08-03 12:00 | 14
2017-08-03 13:00 | 14
2017-08-03 14:00 | 14
2017-08-03 15:00 | 14
2017-08-03 16:00 | 14
2017-08-03 17:00 | 14
2017-08-03 18:00 | 14
2017-08-03 19:00 | 6
2017-08-03 20:00 | 0
2017-08-03 21:00 | 0
2017-08-03 22:00 | 0
2017-08-03 23:00 | 0
2017-08-04 | 0
2017-08-04 01:00 | 0
2017-08-04 02:00 | 0
2017-08-04 03:00 | 0
2017-08-04 04:00 | 0
2017-08-04 05:00 | 0
2017-08-04 06:00 | 8
2017-08-04 07:00 | 14
2017-08-04 08:00 | 14
2017-08-04 09:00 | 14
2017-08-04 10:00 | 14
2017-08-04 11:00 | 14
2017-08-04 12:00 | 14
2017-08-04 13:00 | 14
2017-08-04 14:00 | 14
2017-08-04 15:00 | 14
2017-08-04 16:00 | 14
2017-08-04 17:00 | 14
2017-08-04 18:00 | 14
2017-08-04 19:00 | 6
2017-08-04 20:00 | 0
2017-08-04 21:00 | 0
2017-08-04 22:00 | 0
2017-08-04 23:00 | 0
2017-08-05 | 0
2017-08-05 01:00 | 0
2017-08-05 02:00 | 0
2017-08-05 03:00 | 0
2017-08-05 04:00 | 0
2017-08-05 05:00 | 0
2017-08-05 06:00 | 0
2017-08-05 07:00 | 0
2017-08-05 08:00 | 0
2017-08-05 09:00 | 0
2017-08-05 10:00 | 0
2017-08-05 11:00 | 0
2017-08-05 12:00 | 0
2017-08-05 13:00 | 0
2017-08-05 14:00 | 0
2017-08-05 15:00 | 0
2017-08-05 16:00 | 0
2017-08-05 17:00 | 0
2017-08-05 18:00 | 0
2017-08-05 19:00 | 0
2017-08-05 20:00 | 0
2017-08-05 21:00 | 0
2017-08-05 22:00 | 0
2017-08-05 23:00 | 0
2017-08-06 | 0
2017-08-06 01:00 | 0
2017-08-06 02:00 | 0
2017-08-06 03:00 | 0
2017-08-06 04:00 | 0
2017-08-06 05:00 | 0
2017-08-06 06:00 | 0
2017-08-06 07:00 | 0
2017-08-06 08:00 | 0
2017-08-06 09:00 | 0
2017-08-06 10:00 | 0
2017-08-06 11:00 | 0
2017-08-06 12:00 | 0
2017-08-06 13:00 | 0
2017-08-06 14:00 | 0
2017-08-06 15:00 | 0
2017-08-06 16:00 | 0
2017-08-06 17:00 | 0
2017-08-06 18:00 | 0
2017-08-06 19:00 | 0
2017-08-06 20:00 | 0
2017-08-06 21:00 | 0
2017-08-06 22:00 | 0
2017-08-06 23:00 | 0
2017-08-07 | 0
2017-08-07 01:00 | 0
2017-08-07 02:00 | 0
2017-08-07 03:00 | 0
2017-08-07 04:00 | 0
2017-08-07 05:00 | 0
2017-08-07 06:00 | 8
2017-08-07 07:00 | 14
2017-08-07 08:00 | 14
2017-08-07 09:00 | 14
2017-08-07 10:00 | 14
2017-08-07 11:00 | 14
2017-08-07 12:00 | 14
2017-08-07 13:00 | 14
2017-08-07 14:00 | 14
2017-08-07 15:00 | 14
2017-08-07 16:00 | 14
2017-08-07 17:00 | 14
2017-08-07 18:00 | 14
2017-08-07 19:00 | 6
2017-08-07 20:00 | 0
2017-08-07 21:00 | 0
2017-08-07 22:00 | 0
2017-08-07 23:00 | 0
2017-08-08 | 0
2017-08-08 01:00 | 0
2017-08-08 02:00 | 0
2017-08-08 03:00 | 0
2017-08-08 04:00 | 0
2017-08-08 05:00 | 0
2017-08-08 06:00 | 8
2017-08-08 07:00 | 14
2017-08-08 08:00 | 14
2017-08-08 09:00 | 14
2017-08-08 10:00 | 14
2017-08-08 11:00 | 14
2017-08-08 12:00 | 14
2017-08-08 13:00 | 14
2017-08-08 14:00 | 14
2017-08-08 15:00 | 14
2017-08-08 16:00 | 14
2017-08-08 17:00 | 14
2017-08-08 18:00 | 14
2017-08-08 19:00 | 6
2017-08-08 20:00 | 0
2017-08-08 21:00 | 0
2017-08-08 22:00 | 0
2017-08-08 23:00 | 0
2017-08-09 | 0
2017-08-09 01:00 | 0
2017-08-09 02:00 | 0
2017-08-09 03:00 | 0
2017-08-09 04:00 | 0
2017-08-09 05:00 | 0
2017-08-09 06:00 | 8
2017-08-09 07:00 | 14
2017-08-09 08:00 | 14
2017-08-09 09:00 | 14
2017-08-09 10:00 | 14
2017-08-09 11:00 | 14
2017-08-09 12:00 | 14
2017-08-09 13:00 | 14
2017-08-09 14:00 | 14
2017-08-09 15:00 | 14
2017-08-09 16:00 | 14
2017-08-09 17:00 | 14
2017-08-09 18:00 | 14
2017-08-09 19:00 | 6
2017-08-09 20:00 | 0
2017-08-09 21:00 | 0
2017-08-09 22:00 | 0
2017-08-09 23:00 | 0
2017-08-10 | 0
2017-08-10 01:00 | 0
2017-08-10 02:00 | 0
2017-08-10 03:00 | 0
2017-08-10 04:00 | 0
2017-08-10 05:00 | 0
2017-08-10 06:00 | 8
2017-08-10 07:00 | 14
2017-08-10 08:00 | 14
2017-08-10 09:00 | 14
2017-08-10 10:00 | 14
2017-08-10 11:00 | 14
2017-08-10 12:00 | 14
2017-08-10 13:00 | 14
2017-08-10 14:00 | 14
2017-08-10 15:00 | 14
2017-08-10 16:00 | 14
2017-08-10 17:00 | 14
2017-08-10 18:00 | 14
2017-08-10 19:00 | 6
2017-08-10 20:00 | 0
2017-08-10 21:00 | 0
2017-08-10 22:00 | 0
2017-08-10 23:00 | 0
2017-08-11 | 0
2017-08-11 01:00 | 0
2017-08-11 02:00 | 0
2017-08-11 03:00 | 0
2017-08-11 04:00 | 0
2017-08-11 05:00 | 0
2017-08-11 06:00 | 8
2017-08-11 07:00 | 14
2017-08-11 08:00 | 14
2017-08-11 09:00 | 14
2017-08-11 10:00 | 14
2017-08-11 11:00 | 14
2017-08-11 12:00 | 14
2017-08-11 13:00 | 14
2017-08-11 14:00 | 14
2017-08-11 15:00 | 14
2017-08-11 16:00 | 14
2017-08-11 17:00 | 14
2017-08-11 18:00 | 14
2017-08-11 19:00 | 6
2017-08-11 20:00 | 0
2017-08-11 21:00 | 0
2017-08-11 22:00 | 0
2017-08-11 23:00 | 0
2017-08-12 | 0
2017-08-12 01:00 | 0
2017-08-12 02:00 | 0
2017-08-12 03:00 | 0
2017-08-12 04:00 | 0
2017-08-12 05:00 | 0
2017-08-12 06:00 | 0
2017-08-12 07:00 | 0
2017-08-12 08:00 | 0
2017-08-12 09:00 | 0
2017-08-12 10:00 | 0
2017-08-12 11:00 | 0
2017-08-12 12:00 | 0
2017-08-12 13:00 | 0
2017-08-12 14:00 | 0
2017-08-12 15:00 | 0
2017-08-12 16:00 | 0
2017-08-12 17:00 | 0
2017-08-12 18:00 | 0
2017-08-12 19:00 | 0
2017-08-12 20:00 | 0
2017-08-12 21:00 | 0
2017-08-12 22:00 | 0
2017-08-12 23:00 | 0
2017-08-13 | 0
2017-08-13 01:00 | 0
2017-08-13 02:00 | 0
2017-08-13 03:00 | 0
2017-08-13 04:00 | 0
2017-08-13 05:00 | 0
2017-08-13 06:00 | 0
2017-08-13 07:00 | 0
2017-08-13 08:00 | 0
2017-08-13 09:00 | 0
2017-08-13 10:00 | 0
2017-08-13 11:00 | 0
2017-08-13 12:00 | 0
2017-08-13 13:00 | 0
2017-08-13 14:00 | 0
2017-08-13 15:00 | 0
2017-08-13 16:00 | 0
2017-08-13 17:00 | 0
2017-08-13 18:00 | 0
2017-08-13 19:00 | 0
2017-08-13 20:00 | 0
2017-08-13 21:00 | 0
2017-08-13 22:00 | 0
2017-08-13 23:00 | 0
2017-08-14 | 0
2017-08-14 01:00 | 0
2017-08-14 02:00 | 0
2017-08-14 03:00 | 0
2017-08-14 04:00 | 0
2017-08-14 05:00 | 0
2017-08-14 06:00 | 8
2017-08-14 07:00 | 14
2017-08-14 08:00 | 14
2017-08-14 09:00 | 14
2017-08-14 10:00 | 14
2017-08-14 11:00 | 14
2017-08-14 12:00 | 14
2017-08-14 13:00 | 14
2017-08-14 14:00 | 14
2017-08-14 15:00 | 14
2017-08-14 16:00 | 14
2017-08-14 17:00 | 14
2017-08-14 18:00 | 14
2017-08-14 19:00 | 6
2017-08-14 20:00 | 0
2017-08-14 21:00 | 0
2017-08-14 22:00 | 0
2017-08-14 23:00 | 0
2017-08-15 | 0
2017-08-15 01:00 | 0
2017-08-15 02:00 | 0
2017-08-15 03:00 | 0
2017-08-15 04:00 | 0
2017-08-15 05:00 | 0
2017-08-15 06:00 | 8
2017-08-15 07:00 | 14
2017-08-15 08:00 | 14
2017-08-15 09:00 | 14
2017-08-15 10:00 | 14
2017-08-15 11:00 | 14
2017-08-15 12:00 | 14
2017-08-15 13:00 | 14
2017-08-15 14:00 | 14
2017-08-15 15:00 | 14
2017-08-15 16:00 | 14
2017-08-15 17:00 | 14
2017-08-15 18:00 | 14
2017-08-15 19:00 | 6
2017-08-15 20:00 | 0
2017-08-15 21:00 | 0
2017-08-15 22:00 | 0
2017-08-15 23:00 | 0
2017-08-16 | 0
2017-08-16 01:00 | 0
2017-08-16 02:00 | 0
2017-08-16 03:00 | 0
2017-08-16 04:00 | 0
2017-08-16 05:00 | 0
2017-08-16 06:00 | 8
2017-08-16 07:00 | 14
2017-08-16 08:00 | 14
2017-08-16 09:00 | 14
2017-08-16 10:00 | 14
2017-08-16 11:00 | 14
2017-08-16 12:00 | 14
2017-08-16 13:00 | 14
2017-08-16 14:00 | 14
2017-08-16 15:00 | 14
2017-08-16 16:00 | 14
2017-08-16 17:00 | 14
2017-08-16 18:00 | 14
2017-08-16 19:00 | 6
2017-08-16 20:00 | 0
2017-08-16 21:00 | 0
2017-08-16 22:00 | 0
2017-08-16 23:00 | 0
2017-08-17 | 0
2017-08-17 01:00 | 0
2017-08-17 02:00 | 0
2017-08-17 03:00 | 0
2017-08-17 04:00 | 0
2017-08-17 05:00 | 0
2017-08-17 06:00 | 8
2017-08-17 07:00 | 14
2017-08-17 08:00 | 14
2017-08-17 09:00 | 14
2017-08-17 10:00 | 14
2017-08-17 11:00 | 14
2017-08-17 12:00 | 14
2017-08-17 13:00 | 14
2017-08-17 14:00 | 14
2017-08-17 15:00 | 14
2017-08-17 16:00 | 14
2017-08-17 17:00 | 14
2017-08-17 18:00 | 14
2017-08-17 19:00 | 6
2017-08-17 20:00 | 0
2017-08-17 21:00 | 0
2017-08-17 22:00 | 0
2017-08-17 23:00 | 0
2017-08-18 | 0
2017-08-18 01:00 | 0
2017-08-18 02:00 | 0
2017-08-18 03:00 | 0
2017-08-18 04:00 | 0
2017-08-18 05:00 | 0
2017-08-18 06:00 | 8
2017-08-18 07:00 | 14
2017-08-18 08:00 | 14
2017-08-18 09:00 | 14
2017-08-18 10:00 | 14
2017-08-18 11:00 | 14
2017-08-18 12:00 | 14
2017-08-18 13:00 | 14
2017-08-18 14:00 | 14
2017-08-18 15:00 | 14
2017-08-18 16:00 | 14
2017-08-18 17:00 | 14
2017-08-18 18:00 | 14
2017-08-18 19:00 | 6
2017-08-18 20:00 | 0
2017-08-18 21:00 | 0
2017-08-18 22:00 | 0
2017-08-18 23:00 | 0
2017-08-19 | 0
2017-08-19 01:00 | 0
2017-08-19 02:00 | 0
2017-08-19 03:00 | 0
2017-08-19 04:00 | 0
2017-08-19 05:00 | 0
2017-08-19 06:00 | 0
2017-08-19 07:00 | 0
2017-08-19 08:00 | 0
2017-08-19 09:00 | 0
2017-08-19 10:00 | 0
2017-08-19 11:00 | 0
2017-08-19 12:00 | 0
2017-08-19 13:00 | 0
2017-08-19 14:00 | 0
2017-08-19 15:00 | 0
2017-08-19 16:00 | 0
2017-08-19 17:00 | 0
2017-08-19 18:00 | 0
2017-08-19 19:00 | 0
2017-08-19 20:00 | 0
2017-08-19 21:00 | 0
2017-08-19 22:00 | 0
2017-08-19 23:00 | 0
2017-08-20 | 0
2017-08-20 01:00 | 0
2017-08-20 02:00 | 0
2017-08-20 03:00 | 0
2017-08-20 04:00 | 0
2017-08-20 05:00 | 0
2017-08-20 06:00 | 0
2017-08-20 07:00 | 0
2017-08-20 08:00 | 0
2017-08-20 09:00 | 0
2017-08-20 10:00 | 0
2017-08-20 11:00 | 0
2017-08-20 12:00 | 0
2017-08-20 13:00 | 0
2017-08-20 14:00 | 0
2017-08-20 15:00 | 0
2017-08-20 16:00 | 0
2017-08-20 17:00 | 0
2017-08-20 18:00 | 0
2017-08-20 19:00 | 0
2017-08-20 20:00 | 0
2017-08-20 21:00 | 0
2017-08-20 22:00 | 0
2017-08-20 23:00 | 0
2017-08-21 | 0
2017-08-21 01:00 | 0
2017-08-21 02:00 | 0
2017-08-21 03:00 | 0
2017-08-21 04:00 | 0
2017-08-21 05:00 | 0
2017-08-21 06:00 | 8
2017-08-21 07:00 | 14
2017-08-21 08:00 | 14
2017-08-21 09:00 | 14
2017-08-21 10:00 | 14
2017-08-21 11:00 | 14
2017-08-21 12:00 | 14
2017-08-21 13:00 | 14
2017-08-21 14:00 | 14
2017-08-21 15:00 | 14
2017-08-21 16:00 | 14
2017-08-21 17:00 | 14
2017-08-21 18:00 | 14
2017-08-21 19:00 | 6
2017-08-21 20:00 | 0
2017-08-21 21:00 | 0
2017-08-21 22:00 | 0
2017-08-21 23:00 | 0
2017-08-22 | 0
2017-08-22 01:00 | 0
2017-08-22 02:00 | 0
2017-08-22 03:00 | 0
2017-08-22 04:00 | 0
2017-08-22 05:00 | 0
2017-08-22 06:00 | 8
2017-08-22 07:00 | 14
2017-08-22 08:00 | 14
2017-08-22 09:00 | 14
2017-08-22 10:00 | 14
2017-08-22 11:00 | 14
2017-08-22 12:00 | 14
2017-08-22 13:00 | 14
2017-08-22 14:00 | 14
2017-08-22 15:00 | 14
2017-08-22 16:00 | 14
2017-08-22 17:00 | 14
2017-08-22 18:00 | 14
2017-08-22 19:00 | 6
2017-08-22 20:00 | 0
2017-08-22 21:00 | 0
2017-08-22 22:00 | 0
2017-08-22 23:00 | 0
2017-08-23 | 0
2017-08-23 01:00 | 0
2017-08-23 02:00 | 0
2017-08-23 03:00 | 0
2017-08-23 04:00 | 0
2017-08-23 05:00 | 0
2017-08-23 06:00 | 8
2017-08-23 07:00 | 14
2017-08-23 08:00 | 14
2017-08-23 09:00 | 14
2017-08-23 10:00 | 14
2017-08-23 11:00 | 14
2017-08-23 12:00 | 14
2017-08-23 13:00 | 14
2017-08-23 14:00 | 14
2017-08-23 15:00 | 14
2017-08-23 16:00 | 14
2017-08-23 17:00 | 14
2017-08-23 18:00 | 14
2017-08-23 19:00 | 6
2017-08-23 20:00 | 0
2017-08-23 21:00 | 0
2017-08-23 22:00 | 0
2017-08-23 23:00 | 0
2017-08-24 | 0
2017-08-24 01:00 | 0
2017-08-24 02:00 | 0
2017-08-24 03:00 | 0
2017-08-24 04:00 | 0
2017-08-24 05:00 | 0
2017-08-24 06:00 | 8
2017-08-24 07:00 | 14
2017-08-24 08:00 | 14
2017-08-24 09:00 | 14
2017-08-24 10:00 | 14
2017-08-24 11:00 | 14
2017-08-24 12:00 | 14
2017-08-24 13:00 | 14
2017-08-24 14:00 | 14
2017-08-24 15:00 | 14
2017-08-24 16:00 | 14
2017-08-24 17:00 | 14
2017-08-24 18:00 | 14
2017-08-24 19:00 | 6
2017-08-24 20:00 | 0
2017-08-24 21:00 | 0
2017-08-24 22:00 | 0
2017-08-24 23:00 | 0
2017-08-25 | 0
2017-08-25 01:00 | 0
2017-08-25 02:00 | 0
2017-08-25 03:00 | 0
2017-08-25 04:00 | 0
2017-08-25 05:00 | 0
2017-08-25 06:00 | 8
2017-08-25 07:00 | 14
2017-08-25 08:00 | 14
2017-08-25 09:00 | 14
2017-08-25 10:00 | 14
2017-08-25 11:00 | 14
2017-08-25 12:00 | 14
2017-08-25 13:00 | 14
2017-08-25 14:00 | 14
2017-08-25 15:00 | 14
2017-08-25 16:00 | 14
2017-08-25 17:00 | 14
2017-08-25 18:00 | 14
2017-08-25 19:00 | 6
2017-08-25 20:00 | 0
2017-08-25 21:00 | 0
2017-08-25 22:00 | 0
2017-08-25 23:00 | 0
2017-08-26
2017-08-26 01:00
2017-08-26 02:00
2017-08-26 03:00
2017-08-26 04:00
2017-08-26 05:00
2017-08-26 06:00
2017-08-26 07:00
2017-08-26 08:00
2017-08-26 09:00
2017-08-26 10:00
2017-08-26 11:00
2017-08-26 12:00
2017-08-26 13:00
2017-08-26 14:00
2017-08-26 15:00
2017-08-26 16:00
2017-08-26 17:00
2017-08-26 18:00
2017-08-26 19:00
2017-08-26 20:00
2017-08-26 21:00
2017-08-26 22:00
2017-08-26 23:00

## Step 2. Day of Week Calcs
Datetime | Hour of Day | Day of Week | Pump Power (kW)
2017-07-18 18:00 | 18 | 3 | 14
2017-07-18 19:00 | 19 | 3 | 6
2017-07-18 20:00 | 20 | 3 | 0
2017-07-18 21:00 | 21 | 3 | 0
2017-07-18 22:00 | 22 | 3 | 0
2017-07-18 23:00 | 23 | 3 | 0
2017-07-19 | 0 | 4 | 0
2017-07-19 01:00 | 1 | 4 | 0
2017-07-19 02:00 | 2 | 4 | 0
2017-07-19 03:00 | 3 | 4 | 0
2017-07-19 04:00 | 4 | 4 | 0
2017-07-19 05:00 | 5 | 4 | 0
2017-07-19 06:00 | 6 | 4 | 8
2017-07-19 07:00 | 7 | 4 | 14
2017-07-19 08:00 | 8 | 4 | 14
2017-07-19 09:00 | 9 | 4 | 14
2017-07-19 10:00 | 10 | 4 | 14
2017-07-19 11:00 | 11 | 4 | 14
2017-07-19 12:00 | 12 | 4 | 14
2017-07-19 13:00 | 13 | 4 | 14
2017-07-19 14:00 | 14 | 4 | 14
2017-07-19 15:00 | 15 | 4 | 14
2017-07-19 16:00 | 16 | 4 | 14
2017-07-19 17:00 | 17 | 4 | 14
2017-07-19 18:00 | 18 | 4 | 14
2017-07-19 19:00 | 19 | 4 | 6
2017-07-19 20:00 | 20 | 4 | 0
2017-07-19 21:00 | 21 | 4 | 0
2017-07-19 22:00 | 22 | 4 | 0
2017-07-19 23:00 | 23 | 4 | 0
2017-07-20 | 0 | 5 | 0
2017-07-20 01:00 | 1 | 5 | 0
2017-07-20 02:00 | 2 | 5 | 0
2017-07-20 03:00 | 3 | 5 | 0
2017-07-20 04:00 | 4 | 5 | 0
2017-07-20 05:00 | 5 | 5 | 0
2017-07-20 06:00 | 6 | 5 | 8
2017-07-20 07:00 | 7 | 5 | 14
2017-07-20 08:00 | 8 | 5 | 14
2017-07-20 09:00 | 9 | 5 | 14
2017-07-20 10:00 | 10 | 5 | 14
2017-07-20 11:00 | 11 | 5 | 14
2017-07-20 12:00 | 12 | 5 | 14
2017-07-20 13:00 | 13 | 5 | 14
2017-07-20 14:00 | 14 | 5 | 14
2017-07-20 15:00 | 15 | 5 | 14
2017-07-20 16:00 | 16 | 5 | 14
2017-07-20 17:00 | 17 | 5 | 14
2017-07-20 18:00 | 18 | 5 | 14
2017-07-20 19:00 | 19 | 5 | 6
2017-07-20 20:00 | 20 | 5 | 0
2017-07-20 21:00 | 21 | 5 | 0
2017-07-20 22:00 | 22 | 5 | 0
2017-07-20 23:00 | 23 | 5 | 0
2017-07-21 | 0 | 6 | 0
2017-07-21 01:00 | 1 | 6 | 0
2017-07-21 02:00 | 2 | 6 | 0
2017-07-21 03:00 | 3 | 6 | 0
2017-07-21 04:00 | 4 | 6 | 0
2017-07-21 05:00 | 5 | 6 | 0
2017-07-21 06:00 | 6 | 6 | 0
2017-07-21 07:00 | 7 | 6 | 8
2017-07-21 08:00 | 8 | 6 | 14
2017-07-21 09:00 | 9 | 6 | 14
2017-07-21 10:00 | 10 | 6 | 14
2017-07-21 11:00 | 11 | 6 | 14
2017-07-21 12:00 | 12 | 6 | 14
2017-07-21 13:00 | 13 | 6 | 14
2017-07-21 14:00 | 14 | 6 | 14
2017-07-21 15:00 | 15 | 6 | 14
2017-07-21 16:00 | 16 | 6 | 14
2017-07-21 17:00 | 17 | 6 | 14
2017-07-21 18:00 | 18 | 6 | 14
2017-07-21 19:00 | 19 | 6 | 14
2017-07-21 20:00 | 20 | 6 | 6
2017-07-21 21:00 | 21 | 6 | 0
2017-07-21 22:00 | 22 | 6 | 0
2017-07-21 23:00 | 23 | 6 | 0
2017-07-22 | 0 | 7 | 0
2017-07-22 01:00 | 1 | 7 | 0
2017-07-22 02:00 | 2 | 7 | 0
2017-07-22 03:00 | 3 | 7 | 0
2017-07-22 04:00 | 4 | 7 | 0
2017-07-22 05:00 | 5 | 7 | 0
2017-07-22 06:00 | 6 | 7 | 0
2017-07-22 07:00 | 7 | 7 | 0
2017-07-22 08:00 | 8 | 7 | 0
2017-07-22 09:00 | 9 | 7 | 0
2017-07-22 10:00 | 10 | 7 | 0
2017-07-22 11:00 | 11 | 7 | 0
2017-07-22 12:00 | 12 | 7 | 0
2017-07-22 13:00 | 13 | 7 | 0
2017-07-22 14:00 | 14 | 7 | 0
2017-07-22 15:00 | 15 | 7 | 0
2017-07-22 16:00 | 16 | 7 | 0
2017-07-22 17:00 | 17 | 7 | 0
2017-07-22 18:00 | 18 | 7 | 0
2017-07-22 19:00 | 19 | 7 | 0
2017-07-22 20:00 | 20 | 7 | 0
2017-07-22 21:00 | 21 | 7 | 0
2017-07-22 22:00 | 22 | 7 | 0
2017-07-22 23:00 | 23 | 7 | 0
2017-07-23 | 0 | 1 | 0
2017-07-23 01:00 | 1 | 1 | 0
2017-07-23 02:00 | 2 | 1 | 0
2017-07-23 03:00 | 3 | 1 | 0
2017-07-23 04:00 | 4 | 1 | 0
2017-07-23 05:00 | 5 | 1 | 0
2017-07-23 06:00 | 6 | 1 | 0
2017-07-23 07:00 | 7 | 1 | 0
2017-07-23 08:00 | 8 | 1 | 0
2017-07-23 09:00 | 9 | 1 | 0
2017-07-23 10:00 | 10 | 1 | 0
2017-07-23 11:00 | 11 | 1 | 0
2017-07-23 12:00 | 12 | 1 | 0
2017-07-23 13:00 | 13 | 1 | 0
2017-07-23 14:00 | 14 | 1 | 0
2017-07-23 15:00 | 15 | 1 | 0
2017-07-23 16:00 | 16 | 1 | 0
2017-07-23 17:00 | 17 | 1 | 0
2017-07-23 18:00 | 18 | 1 | 0
2017-07-23 19:00 | 19 | 1 | 0
2017-07-23 20:00 | 20 | 1 | 0
2017-07-23 21:00 | 21 | 1 | 0
2017-07-23 22:00 | 22 | 1 | 0
2017-07-23 23:00 | 23 | 1 | 0
2017-07-24 | 0 | 2 | 0
2017-07-24 01:00 | 1 | 2 | 0
2017-07-24 02:00 | 2 | 2 | 0
2017-07-24 03:00 | 3 | 2 | 0
2017-07-24 04:00 | 4 | 2 | 0
2017-07-24 05:00 | 5 | 2 | 0
2017-07-24 06:00 | 6 | 2 | 8
2017-07-24 07:00 | 7 | 2 | 14
2017-07-24 08:00 | 8 | 2 | 14
2017-07-24 09:00 | 9 | 2 | 14
2017-07-24 10:00 | 10 | 2 | 14
2017-07-24 11:00 | 11 | 2 | 14
2017-07-24 12:00 | 12 | 2 | 14
2017-07-24 13:00 | 13 | 2 | 14
2017-07-24 14:00 | 14 | 2 | 14
2017-07-24 15:00 | 15 | 2 | 14
2017-07-24 16:00 | 16 | 2 | 14
2017-07-24 17:00 | 17 | 2 | 14
2017-07-24 18:00 | 18 | 2 | 14
2017-07-24 19:00 | 19 | 2 | 6
2017-07-24 20:00 | 20 | 2 | 0
2017-07-24 21:00 | 21 | 2 | 0
2017-07-24 22:00 | 22 | 2 | 0
2017-07-24 23:00 | 23 | 2 | 0
2017-07-25 | 0 | 3 | 0
2017-07-25 01:00 | 1 | 3 | 0
2017-07-25 02:00 | 2 | 3 | 0
2017-07-25 03:00 | 3 | 3 | 0
2017-07-25 04:00 | 4 | 3 | 0
2017-07-25 05:00 | 5 | 3 | 0
2017-07-25 06:00 | 6 | 3 | 8
2017-07-25 07:00 | 7 | 3 | 14
2017-07-25 08:00 | 8 | 3 | 14
2017-07-25 09:00 | 9 | 3 | 14
2017-07-25 10:00 | 10 | 3 | 14
2017-07-25 11:00 | 11 | 3 | 14
2017-07-25 12:00 | 12 | 3 | 14
2017-07-25 13:00 | 13 | 3 | 14
2017-07-25 14:00 | 14 | 3 | 14
2017-07-25 15:00 | 15 | 3 | 14
2017-07-25 16:00 | 16 | 3 | 14
2017-07-25 17:00 | 17 | 3 | 14
2017-07-25 18:00 | 18 | 3 | 14
2017-07-25 19:00 | 19 | 3 | 6
2017-07-25 20:00 | 20 | 3 | 0
2017-07-25 21:00 | 21 | 3 | 0
2017-07-25 22:00 | 22 | 3 | 0
2017-07-25 23:00 | 23 | 3 | 0
2017-07-26 | 0 | 4 | 0
2017-07-26 01:00 | 1 | 4 | 0
2017-07-26 02:00 | 2 | 4 | 0
2017-07-26 03:00 | 3 | 4 | 0
2017-07-26 04:00 | 4 | 4 | 0
2017-07-26 05:00 | 5 | 4 | 0
2017-07-26 06:00 | 6 | 4 | 8
2017-07-26 07:00 | 7 | 4 | 14
2017-07-26 08:00 | 8 | 4 | 14
2017-07-26 09:00 | 9 | 4 | 14
2017-07-26 10:00 | 10 | 4 | 14
2017-07-26 11:00 | 11 | 4 | 14
2017-07-26 12:00 | 12 | 4 | 14
2017-07-26 13:00 | 13 | 4 | 14
2017-07-26 14:00 | 14 | 4 | 14
2017-07-26 15:00 | 15 | 4 | 14
2017-07-26 16:00 | 16 | 4 | 14
2017-07-26 17:00 | 17 | 4 | 14
2017-07-26 18:00 | 18 | 4 | 14
2017-07-26 19:00 | 19 | 4 | 6
2017-07-26 20:00 | 20 | 4 | 0
2017-07-26 21:00 | 21 | 4 | 0
2017-07-26 22:00 | 22 | 4 | 0
2017-07-26 23:00 | 23 | 4 | 0
2017-07-27 | 0 | 5 | 0
2017-07-27 01:00 | 1 | 5 | 0
2017-07-27 02:00 | 2 | 5 | 0
2017-07-27 03:00 | 3 | 5 | 0
2017-07-27 04:00 | 4 | 5 | 0
2017-07-27 05:00 | 5 | 5 | 0
2017-07-27 06:00 | 6 | 5 | 8
2017-07-27 07:00 | 7 | 5 | 14
2017-07-27 08:00 | 8 | 5 | 14
2017-07-27 09:00 | 9 | 5 | 14
2017-07-27 10:00 | 10 | 5 | 14
2017-07-27 11:00 | 11 | 5 | 14
2017-07-27 12:00 | 12 | 5 | 14
2017-07-27 13:00 | 13 | 5 | 14
2017-07-27 14:00 | 14 | 5 | 14
2017-07-27 15:00 | 15 | 5 | 14
2017-07-27 16:00 | 16 | 5 | 14
2017-07-27 17:00 | 17 | 5 | 14
2017-07-27 18:00 | 18 | 5 | 14
2017-07-27 19:00 | 19 | 5 | 6
2017-07-27 20:00 | 20 | 5 | 0
2017-07-27 21:00 | 21 | 5 | 0
2017-07-27 22:00 | 22 | 5 | 0
2017-07-27 23:00 | 23 | 5 | 0
2017-07-28 | 0 | 6 | 0
2017-07-28 01:00 | 1 | 6 | 0
2017-07-28 02:00 | 2 | 6 | 0
2017-07-28 03:00 | 3 | 6 | 0
2017-07-28 04:00 | 4 | 6 | 0
2017-07-28 05:00 | 5 | 6 | 0
2017-07-28 06:00 | 6 | 6 | 8
2017-07-28 07:00 | 7 | 6 | 14
2017-07-28 08:00 | 8 | 6 | 14
2017-07-28 09:00 | 9 | 6 | 14
2017-07-28 10:00 | 10 | 6 | 14
2017-07-28 11:00 | 11 | 6 | 14
2017-07-28 12:00 | 12 | 6 | 14
2017-07-28 13:00 | 13 | 6 | 14
2017-07-28 14:00 | 14 | 6 | 14
2017-07-28 15:00 | 15 | 6 | 14
2017-07-28 16:00 | 16 | 6 | 14
2017-07-28 17:00 | 17 | 6 | 14
2017-07-28 18:00 | 18 | 6 | 14
2017-07-28 19:00 | 19 | 6 | 6
2017-07-28 20:00 | 20 | 6 | 0
2017-07-28 21:00 | 21 | 6 | 0
2017-07-28 22:00 | 22 | 6 | 0
2017-07-28 23:00 | 23 | 6 | 0
2017-07-29 | 0 | 7 | 0
2017-07-29 01:00 | 1 | 7 | 0
2017-07-29 02:00 | 2 | 7 | 0
2017-07-29 03:00 | 3 | 7 | 0
2017-07-29 04:00 | 4 | 7 | 0
2017-07-29 05:00 | 5 | 7 | 0
2017-07-29 06:00 | 6 | 7 | 0
2017-07-29 07:00 | 7 | 7 | 0
2017-07-29 08:00 | 8 | 7 | 0
2017-07-29 09:00 | 9 | 7 | 0
2017-07-29 10:00 | 10 | 7 | 0
2017-07-29 11:00 | 11 | 7 | 0
2017-07-29 12:00 | 12 | 7 | 0
2017-07-29 13:00 | 13 | 7 | 0
2017-07-29 14:00 | 14 | 7 | 0
2017-07-29 15:00 | 15 | 7 | 0
2017-07-29 16:00 | 16 | 7 | 0
2017-07-29 17:00 | 17 | 7 | 0
2017-07-29 18:00 | 18 | 7 | 0
2017-07-29 19:00 | 19 | 7 | 0
2017-07-29 20:00 | 20 | 7 | 0
2017-07-29 21:00 | 21 | 7 | 0
2017-07-29 22:00 | 22 | 7 | 0
2017-07-29 23:00 | 23 | 7 | 0
2017-07-30 | 0 | 1 | 0
2017-07-30 01:00 | 1 | 1 | 0
2017-07-30 02:00 | 2 | 1 | 0
2017-07-30 03:00 | 3 | 1 | 0
2017-07-30 04:00 | 4 | 1 | 0
2017-07-30 05:00 | 5 | 1 | 0
2017-07-30 06:00 | 6 | 1 | 0
2017-07-30 07:00 | 7 | 1 | 0
2017-07-30 08:00 | 8 | 1 | 0
2017-07-30 09:00 | 9 | 1 | 0
2017-07-30 10:00 | 10 | 1 | 0
2017-07-30 11:00 | 11 | 1 | 0
2017-07-30 12:00 | 12 | 1 | 0
2017-07-30 13:00 | 13 | 1 | 0
2017-07-30 14:00 | 14 | 1 | 0
2017-07-30 15:00 | 15 | 1 | 0
2017-07-30 16:00 | 16 | 1 | 0
2017-07-30 17:00 | 17 | 1 | 0
2017-07-30 18:00 | 18 | 1 | 0
2017-07-30 19:00 | 19 | 1 | 0
2017-07-30 20:00 | 20 | 1 | 0
2017-07-30 21:00 | 21 | 1 | 0
2017-07-30 22:00 | 22 | 1 | 0
2017-07-30 23:00 | 23 | 1 | 0
2017-07-31 | 0 | 2 | 0
2017-07-31 01:00 | 1 | 2 | 0
2017-07-31 02:00 | 2 | 2 | 0
2017-07-31 03:00 | 3 | 2 | 0
2017-07-31 04:00 | 4 | 2 | 0
2017-07-31 05:00 | 5 | 2 | 0
2017-07-31 06:00 | 6 | 2 | 8
2017-07-31 07:00 | 7 | 2 | 14
2017-07-31 08:00 | 8 | 2 | 14
2017-07-31 09:00 | 9 | 2 | 14
2017-07-31 10:00 | 10 | 2 | 14
2017-07-31 11:00 | 11 | 2 | 14
2017-07-31 12:00 | 12 | 2 | 14
2017-07-31 13:00 | 13 | 2 | 14
2017-07-31 14:00 | 14 | 2 | 14
2017-07-31 15:00 | 15 | 2 | 14
2017-07-31 16:00 | 16 | 2 | 14
2017-07-31 17:00 | 17 | 2 | 14
2017-07-31 18:00 | 18 | 2 | 14
2017-07-31 19:00 | 19 | 2 | 6
2017-07-31 20:00 | 20 | 2 | 0
2017-07-31 21:00 | 21 | 2 | 0
2017-07-31 22:00 | 22 | 2 | 0
2017-07-31 23:00 | 23 | 2 | 0
2017-08-01 | 0 | 3 | 0
2017-08-01 01:00 | 1 | 3 | 0
2017-08-01 02:00 | 2 | 3 | 0
2017-08-01 03:00 | 3 | 3 | 0
2017-08-01 04:00 | 4 | 3 | 0
2017-08-01 05:00 | 5 | 3 | 0
2017-08-01 06:00 | 6 | 3 | 8
2017-08-01 07:00 | 7 | 3 | 14
2017-08-01 08:00 | 8 | 3 | 14
2017-08-01 09:00 | 9 | 3 | 14
2017-08-01 10:00 | 10 | 3 | 14
2017-08-01 11:00 | 11 | 3 | 14
2017-08-01 12:00 | 12 | 3 | 14
2017-08-01 13:00 | 13 | 3 | 14
2017-08-01 14:00 | 14 | 3 | 14
2017-08-01 15:00 | 15 | 3 | 14
2017-08-01 16:00 | 16 | 3 | 14
2017-08-01 17:00 | 17 | 3 | 14
2017-08-01 18:00 | 18 | 3 | 14
2017-08-01 19:00 | 19 | 3 | 6
2017-08-01 20:00 | 20 | 3 | 0
2017-08-01 21:00 | 21 | 3 | 0
2017-08-01 22:00 | 22 | 3 | 0
2017-08-01 23:00 | 23 | 3 | 0
2017-08-02 | 0 | 4 | 0
2017-08-02 01:00 | 1 | 4 | 0
2017-08-02 02:00 | 2 | 4 | 0
2017-08-02 03:00 | 3 | 4 | 0
2017-08-02 04:00 | 4 | 4 | 0
2017-08-02 05:00 | 5 | 4 | 0
2017-08-02 06:00 | 6 | 4 | 8
2017-08-02 07:00 | 7 | 4 | 14
2017-08-02 08:00 | 8 | 4 | 14
2017-08-02 09:00 | 9 | 4 | 14
2017-08-02 10:00 | 10 | 4 | 14
2017-08-02 11:00 | 11 | 4 | 14
2017-08-02 12:00 | 12 | 4 | 14
2017-08-02 13:00 | 13 | 4 | 14
2017-08-02 14:00 | 14 | 4 | 14
2017-08-02 15:00 | 15 | 4 | 14
2017-08-02 16:00 | 16 | 4 | 14
2017-08-02 17:00 | 17 | 4 | 14
2017-08-02 18:00 | 18 | 4 | 14
2017-08-02 19:00 | 19 | 4 | 6
2017-08-02 20:00 | 20 | 4 | 0
2017-08-02 21:00 | 21 | 4 | 0
2017-08-02 22:00 | 22 | 4 | 0
2017-08-02 23:00 | 23 | 4 | 0
2017-08-03 | 0 | 5 | 0
2017-08-03 01:00 | 1 | 5 | 0
2017-08-03 02:00 | 2 | 5 | 0
2017-08-03 03:00 | 3 | 5 | 0
2017-08-03 04:00 | 4 | 5 | 0
2017-08-03 05:00 | 5 | 5 | 0
2017-08-03 06:00 | 6 | 5 | 8
2017-08-03 07:00 | 7 | 5 | 14
2017-08-03 08:00 | 8 | 5 | 14
2017-08-03 09:00 | 9 | 5 | 14
2017-08-03 10:00 | 10 | 5 | 14
2017-08-03 11:00 | 11 | 5 | 14
2017-08-03 12:00 | 12 | 5 | 14
2017-08-03 13:00 | 13 | 5 | 14
2017-08-03 14:00 | 14 | 5 | 14
2017-08-03 15:00 | 15 | 5 | 14
2017-08-03 16:00 | 16 | 5 | 14
2017-08-03 17:00 | 17 | 5 | 14
2017-08-03 18:00 | 18 | 5 | 14
2017-08-03 19:00 | 19 | 5 | 6
2017-08-03 20:00 | 20 | 5 | 0
2017-08-03 21:00 | 21 | 5 | 0
2017-08-03 22:00 | 22 | 5 | 0
2017-08-03 23:00 | 23 | 5 | 0
2017-08-04 | 0 | 6 | 0
2017-08-04 01:00 | 1 | 6 | 0
2017-08-04 02:00 | 2 | 6 | 0
2017-08-04 03:00 | 3 | 6 | 0
2017-08-04 04:00 | 4 | 6 | 0
2017-08-04 05:00 | 5 | 6 | 0
2017-08-04 06:00 | 6 | 6 | 8
2017-08-04 07:00 | 7 | 6 | 14
2017-08-04 08:00 | 8 | 6 | 14
2017-08-04 09:00 | 9 | 6 | 14
2017-08-04 10:00 | 10 | 6 | 14
2017-08-04 11:00 | 11 | 6 | 14
2017-08-04 12:00 | 12 | 6 | 14
2017-08-04 13:00 | 13 | 6 | 14
2017-08-04 14:00 | 14 | 6 | 14
2017-08-04 15:00 | 15 | 6 | 14
2017-08-04 16:00 | 16 | 6 | 14
2017-08-04 17:00 | 17 | 6 | 14
2017-08-04 18:00 | 18 | 6 | 14
2017-08-04 19:00 | 19 | 6 | 6
2017-08-04 20:00 | 20 | 6 | 0
2017-08-04 21:00 | 21 | 6 | 0
2017-08-04 22:00 | 22 | 6 | 0
2017-08-04 23:00 | 23 | 6 | 0
2017-08-05 | 0 | 7 | 0
2017-08-05 01:00 | 1 | 7 | 0
2017-08-05 02:00 | 2 | 7 | 0
2017-08-05 03:00 | 3 | 7 | 0
2017-08-05 04:00 | 4 | 7 | 0
2017-08-05 05:00 | 5 | 7 | 0
2017-08-05 06:00 | 6 | 7 | 0
2017-08-05 07:00 | 7 | 7 | 0
2017-08-05 08:00 | 8 | 7 | 0
2017-08-05 09:00 | 9 | 7 | 0
2017-08-05 10:00 | 10 | 7 | 0
2017-08-05 11:00 | 11 | 7 | 0
2017-08-05 12:00 | 12 | 7 | 0
2017-08-05 13:00 | 13 | 7 | 0
2017-08-05 14:00 | 14 | 7 | 0
2017-08-05 15:00 | 15 | 7 | 0
2017-08-05 16:00 | 16 | 7 | 0
2017-08-05 17:00 | 17 | 7 | 0
2017-08-05 18:00 | 18 | 7 | 0
2017-08-05 19:00 | 19 | 7 | 0
2017-08-05 20:00 | 20 | 7 | 0
2017-08-05 21:00 | 21 | 7 | 0
2017-08-05 22:00 | 22 | 7 | 0
2017-08-05 23:00 | 23 | 7 | 0
2017-08-06 | 0 | 1 | 0
2017-08-06 01:00 | 1 | 1 | 0
2017-08-06 02:00 | 2 | 1 | 0
2017-08-06 03:00 | 3 | 1 | 0
2017-08-06 04:00 | 4 | 1 | 0
2017-08-06 05:00 | 5 | 1 | 0
2017-08-06 06:00 | 6 | 1 | 0
2017-08-06 07:00 | 7 | 1 | 0
2017-08-06 08:00 | 8 | 1 | 0
2017-08-06 09:00 | 9 | 1 | 0
2017-08-06 10:00 | 10 | 1 | 0
2017-08-06 11:00 | 11 | 1 | 0
2017-08-06 12:00 | 12 | 1 | 0
2017-08-06 13:00 | 13 | 1 | 0
2017-08-06 14:00 | 14 | 1 | 0
2017-08-06 15:00 | 15 | 1 | 0
2017-08-06 16:00 | 16 | 1 | 0
2017-08-06 17:00 | 17 | 1 | 0
2017-08-06 18:00 | 18 | 1 | 0
2017-08-06 19:00 | 19 | 1 | 0
2017-08-06 20:00 | 20 | 1 | 0
2017-08-06 21:00 | 21 | 1 | 0
2017-08-06 22:00 | 22 | 1 | 0
2017-08-06 23:00 | 23 | 1 | 0
2017-08-07 | 0 | 2 | 0
2017-08-07 01:00 | 1 | 2 | 0
2017-08-07 02:00 | 2 | 2 | 0
2017-08-07 03:00 | 3 | 2 | 0
2017-08-07 04:00 | 4 | 2 | 0
2017-08-07 05:00 | 5 | 2 | 0
2017-08-07 06:00 | 6 | 2 | 8
2017-08-07 07:00 | 7 | 2 | 14
2017-08-07 08:00 | 8 | 2 | 14
2017-08-07 09:00 | 9 | 2 | 14
2017-08-07 10:00 | 10 | 2 | 14
2017-08-07 11:00 | 11 | 2 | 14
2017-08-07 12:00 | 12 | 2 | 14
2017-08-07 13:00 | 13 | 2 | 14
2017-08-07 14:00 | 14 | 2 | 14
2017-08-07 15:00 | 15 | 2 | 14
2017-08-07 16:00 | 16 | 2 | 14
2017-08-07 17:00 | 17 | 2 | 14
2017-08-07 18:00 | 18 | 2 | 14
2017-08-07 19:00 | 19 | 2 | 6
2017-08-07 20:00 | 20 | 2 | 0
2017-08-07 21:00 | 21 | 2 | 0
2017-08-07 22:00 | 22 | 2 | 0
2017-08-07 23:00 | 23 | 2 | 0
2017-08-08 | 0 | 3 | 0
2017-08-08 01:00 | 1 | 3 | 0
2017-08-08 02:00 | 2 | 3 | 0
2017-08-08 03:00 | 3 | 3 | 0
2017-08-08 04:00 | 4 | 3 | 0
2017-08-08 05:00 | 5 | 3 | 0
2017-08-08 06:00 | 6 | 3 | 8
2017-08-08 07:00 | 7 | 3 | 14
2017-08-08 08:00 | 8 | 3 | 14
2017-08-08 09:00 | 9 | 3 | 14
2017-08-08 10:00 | 10 | 3 | 14
2017-08-08 11:00 | 11 | 3 | 14
2017-08-08 12:00 | 12 | 3 | 14
2017-08-08 13:00 | 13 | 3 | 14
2017-08-08 14:00 | 14 | 3 | 14
2017-08-08 15:00 | 15 | 3 | 14
2017-08-08 16:00 | 16 | 3 | 14
2017-08-08 17:00 | 17 | 3 | 14
2017-08-08 18:00 | 18 | 3 | 14
2017-08-08 19:00 | 19 | 3 | 6
2017-08-08 20:00 | 20 | 3 | 0
2017-08-08 21:00 | 21 | 3 | 0
2017-08-08 22:00 | 22 | 3 | 0
2017-08-08 23:00 | 23 | 3 | 0
2017-08-09 | 0 | 4 | 0
2017-08-09 01:00 | 1 | 4 | 0
2017-08-09 02:00 | 2 | 4 | 0
2017-08-09 03:00 | 3 | 4 | 0
2017-08-09 04:00 | 4 | 4 | 0
2017-08-09 05:00 | 5 | 4 | 0
2017-08-09 06:00 | 6 | 4 | 8
2017-08-09 07:00 | 7 | 4 | 14
2017-08-09 08:00 | 8 | 4 | 14
2017-08-09 09:00 | 9 | 4 | 14
2017-08-09 10:00 | 10 | 4 | 14
2017-08-09 11:00 | 11 | 4 | 14
2017-08-09 12:00 | 12 | 4 | 14
2017-08-09 13:00 | 13 | 4 | 14
2017-08-09 14:00 | 14 | 4 | 14
2017-08-09 15:00 | 15 | 4 | 14
2017-08-09 16:00 | 16 | 4 | 14
2017-08-09 17:00 | 17 | 4 | 14
2017-08-09 18:00 | 18 | 4 | 14
2017-08-09 19:00 | 19 | 4 | 6
2017-08-09 20:00 | 20 | 4 | 0
2017-08-09 21:00 | 21 | 4 | 0
2017-08-09 22:00 | 22 | 4 | 0
2017-08-09 23:00 | 23 | 4 | 0
2017-08-10 | 0 | 5 | 0
2017-08-10 01:00 | 1 | 5 | 0
2017-08-10 02:00 | 2 | 5 | 0
2017-08-10 03:00 | 3 | 5 | 0
2017-08-10 04:00 | 4 | 5 | 0
2017-08-10 05:00 | 5 | 5 | 0
2017-08-10 06:00 | 6 | 5 | 8
2017-08-10 07:00 | 7 | 5 | 14
2017-08-10 08:00 | 8 | 5 | 14
2017-08-10 09:00 | 9 | 5 | 14
2017-08-10 10:00 | 10 | 5 | 14
2017-08-10 11:00 | 11 | 5 | 14
2017-08-10 12:00 | 12 | 5 | 14
2017-08-10 13:00 | 13 | 5 | 14
2017-08-10 14:00 | 14 | 5 | 14
2017-08-10 15:00 | 15 | 5 | 14
2017-08-10 16:00 | 16 | 5 | 14
2017-08-10 17:00 | 17 | 5 | 14
2017-08-10 18:00 | 18 | 5 | 14
2017-08-10 19:00 | 19 | 5 | 6
2017-08-10 20:00 | 20 | 5 | 0
2017-08-10 21:00 | 21 | 5 | 0
2017-08-10 22:00 | 22 | 5 | 0
2017-08-10 23:00 | 23 | 5 | 0
2017-08-11 | 0 | 6 | 0
2017-08-11 01:00 | 1 | 6 | 0
2017-08-11 02:00 | 2 | 6 | 0
2017-08-11 03:00 | 3 | 6 | 0
2017-08-11 04:00 | 4 | 6 | 0
2017-08-11 05:00 | 5 | 6 | 0
2017-08-11 06:00 | 6 | 6 | 8
2017-08-11 07:00 | 7 | 6 | 14
2017-08-11 08:00 | 8 | 6 | 14
2017-08-11 09:00 | 9 | 6 | 14
2017-08-11 10:00 | 10 | 6 | 14
2017-08-11 11:00 | 11 | 6 | 14
2017-08-11 12:00 | 12 | 6 | 14
2017-08-11 13:00 | 13 | 6 | 14
2017-08-11 14:00 | 14 | 6 | 14
2017-08-11 15:00 | 15 | 6 | 14
2017-08-11 16:00 | 16 | 6 | 14
2017-08-11 17:00 | 17 | 6 | 14
2017-08-11 18:00 | 18 | 6 | 14
2017-08-11 19:00 | 19 | 6 | 6
2017-08-11 20:00 | 20 | 6 | 0
2017-08-11 21:00 | 21 | 6 | 0
2017-08-11 22:00 | 22 | 6 | 0
2017-08-11 23:00 | 23 | 6 | 0
2017-08-12 | 0 | 7 | 0
2017-08-12 01:00 | 1 | 7 | 0
2017-08-12 02:00 | 2 | 7 | 0
2017-08-12 03:00 | 3 | 7 | 0
2017-08-12 04:00 | 4 | 7 | 0
2017-08-12 05:00 | 5 | 7 | 0
2017-08-12 06:00 | 6 | 7 | 0
2017-08-12 07:00 | 7 | 7 | 0
2017-08-12 08:00 | 8 | 7 | 0
2017-08-12 09:00 | 9 | 7 | 0
2017-08-12 10:00 | 10 | 7 | 0
2017-08-12 11:00 | 11 | 7 | 0
2017-08-12 12:00 | 12 | 7 | 0
2017-08-12 13:00 | 13 | 7 | 0
2017-08-12 14:00 | 14 | 7 | 0
2017-08-12 15:00 | 15 | 7 | 0
2017-08-12 16:00 | 16 | 7 | 0
2017-08-12 17:00 | 17 | 7 | 0
2017-08-12 18:00 | 18 | 7 | 0
2017-08-12 19:00 | 19 | 7 | 0
2017-08-12 20:00 | 20 | 7 | 0
2017-08-12 21:00 | 21 | 7 | 0
2017-08-12 22:00 | 22 | 7 | 0
2017-08-12 23:00 | 23 | 7 | 0
2017-08-13 | 0 | 1 | 0
2017-08-13 01:00 | 1 | 1 | 0
2017-08-13 02:00 | 2 | 1 | 0
2017-08-13 03:00 | 3 | 1 | 0
2017-08-13 04:00 | 4 | 1 | 0
2017-08-13 05:00 | 5 | 1 | 0
2017-08-13 06:00 | 6 | 1 | 0
2017-08-13 07:00 | 7 | 1 | 0
2017-08-13 08:00 | 8 | 1 | 0
2017-08-13 09:00 | 9 | 1 | 0
2017-08-13 10:00 | 10 | 1 | 0
2017-08-13 11:00 | 11 | 1 | 0
2017-08-13 12:00 | 12 | 1 | 0
2017-08-13 13:00 | 13 | 1 | 0
2017-08-13 14:00 | 14 | 1 | 0
2017-08-13 15:00 | 15 | 1 | 0
2017-08-13 16:00 | 16 | 1 | 0
2017-08-13 17:00 | 17 | 1 | 0
2017-08-13 18:00 | 18 | 1 | 0
2017-08-13 19:00 | 19 | 1 | 0
2017-08-13 20:00 | 20 | 1 | 0
2017-08-13 21:00 | 21 | 1 | 0
2017-08-13 22:00 | 22 | 1 | 0
2017-08-13 23:00 | 23 | 1 | 0
2017-08-14 | 0 | 2 | 0
2017-08-14 01:00 | 1 | 2 | 0
2017-08-14 02:00 | 2 | 2 | 0
2017-08-14 03:00 | 3 | 2 | 0
2017-08-14 04:00 | 4 | 2 | 0
2017-08-14 05:00 | 5 | 2 | 0
2017-08-14 06:00 | 6 | 2 | 8
2017-08-14 07:00 | 7 | 2 | 14
2017-08-14 08:00 | 8 | 2 | 14
2017-08-14 09:00 | 9 | 2 | 14
2017-08-14 10:00 | 10 | 2 | 14
2017-08-14 11:00 | 11 | 2 | 14
2017-08-14 12:00 | 12 | 2 | 14
2017-08-14 13:00 | 13 | 2 | 14
2017-08-14 14:00 | 14 | 2 | 14
2017-08-14 15:00 | 15 | 2 | 14
2017-08-14 16:00 | 16 | 2 | 14
2017-08-14 17:00 | 17 | 2 | 14
2017-08-14 18:00 | 18 | 2 | 14
2017-08-14 19:00 | 19 | 2 | 6
2017-08-14 20:00 | 20 | 2 | 0
2017-08-14 21:00 | 21 | 2 | 0
2017-08-14 22:00 | 22 | 2 | 0
2017-08-14 23:00 | 23 | 2 | 0
2017-08-15 | 0 | 3 | 0
2017-08-15 01:00 | 1 | 3 | 0
2017-08-15 02:00 | 2 | 3 | 0
2017-08-15 03:00 | 3 | 3 | 0
2017-08-15 04:00 | 4 | 3 | 0
2017-08-15 05:00 | 5 | 3 | 0
2017-08-15 06:00 | 6 | 3 | 8
2017-08-15 07:00 | 7 | 3 | 14
2017-08-15 08:00 | 8 | 3 | 14
2017-08-15 09:00 | 9 | 3 | 14
2017-08-15 10:00 | 10 | 3 | 14
2017-08-15 11:00 | 11 | 3 | 14
2017-08-15 12:00 | 12 | 3 | 14
2017-08-15 13:00 | 13 | 3 | 14
2017-08-15 14:00 | 14 | 3 | 14
2017-08-15 15:00 | 15 | 3 | 14
2017-08-15 16:00 | 16 | 3 | 14
2017-08-15 17:00 | 17 | 3 | 14
2017-08-15 18:00 | 18 | 3 | 14
2017-08-15 19:00 | 19 | 3 | 6
2017-08-15 20:00 | 20 | 3 | 0
2017-08-15 21:00 | 21 | 3 | 0
2017-08-15 22:00 | 22 | 3 | 0
2017-08-15 23:00 | 23 | 3 | 0
2017-08-16 | 0 | 4 | 0
2017-08-16 01:00 | 1 | 4 | 0
2017-08-16 02:00 | 2 | 4 | 0
2017-08-16 03:00 | 3 | 4 | 0
2017-08-16 04:00 | 4 | 4 | 0
2017-08-16 05:00 | 5 | 4 | 0
2017-08-16 06:00 | 6 | 4 | 8
2017-08-16 07:00 | 7 | 4 | 14
2017-08-16 08:00 | 8 | 4 | 14
2017-08-16 09:00 | 9 | 4 | 14
2017-08-16 10:00 | 10 | 4 | 14
2017-08-16 11:00 | 11 | 4 | 14
2017-08-16 12:00 | 12 | 4 | 14
2017-08-16 13:00 | 13 | 4 | 14
2017-08-16 14:00 | 14 | 4 | 14
2017-08-16 15:00 | 15 | 4 | 14
2017-08-16 16:00 | 16 | 4 | 14
2017-08-16 17:00 | 17 | 4 | 14
2017-08-16 18:00 | 18 | 4 | 14
2017-08-16 19:00 | 19 | 4 | 6
2017-08-16 20:00 | 20 | 4 | 0
2017-08-16 21:00 | 21 | 4 | 0
2017-08-16 22:00 | 22 | 4 | 0
2017-08-16 23:00 | 23 | 4 | 0
2017-08-17 | 0 | 5 | 0
2017-08-17 01:00 | 1 | 5 | 0
2017-08-17 02:00 | 2 | 5 | 0
2017-08-17 03:00 | 3 | 5 | 0
2017-08-17 04:00 | 4 | 5 | 0
2017-08-17 05:00 | 5 | 5 | 0
2017-08-17 06:00 | 6 | 5 | 8
2017-08-17 07:00 | 7 | 5 | 14
2017-08-17 08:00 | 8 | 5 | 14
2017-08-17 09:00 | 9 | 5 | 14
2017-08-17 10:00 | 10 | 5 | 14
2017-08-17 11:00 | 11 | 5 | 14
2017-08-17 12:00 | 12 | 5 | 14
2017-08-17 13:00 | 13 | 5 | 14
2017-08-17 14:00 | 14 | 5 | 14
2017-08-17 15:00 | 15 | 5 | 14
2017-08-17 16:00 | 16 | 5 | 14
2017-08-17 17:00 | 17 | 5 | 14
2017-08-17 18:00 | 18 | 5 | 14
2017-08-17 19:00 | 19 | 5 | 6
2017-08-17 20:00 | 20 | 5 | 0
2017-08-17 21:00 | 21 | 5 | 0
2017-08-17 22:00 | 22 | 5 | 0
2017-08-17 23:00 | 23 | 5 | 0
2017-08-18 | 0 | 6 | 0
2017-08-18 01:00 | 1 | 6 | 0
2017-08-18 02:00 | 2 | 6 | 0
2017-08-18 03:00 | 3 | 6 | 0
2017-08-18 04:00 | 4 | 6 | 0
2017-08-18 05:00 | 5 | 6 | 0
2017-08-18 06:00 | 6 | 6 | 8
2017-08-18 07:00 | 7 | 6 | 14
2017-08-18 08:00 | 8 | 6 | 14
2017-08-18 09:00 | 9 | 6 | 14
2017-08-18 10:00 | 10 | 6 | 14
2017-08-18 11:00 | 11 | 6 | 14
2017-08-18 12:00 | 12 | 6 | 14
2017-08-18 13:00 | 13 | 6 | 14
2017-08-18 14:00 | 14 | 6 | 14
2017-08-18 15:00 | 15 | 6 | 14
2017-08-18 16:00 | 16 | 6 | 14
2017-08-18 17:00 | 17 | 6 | 14
2017-08-18 18:00 | 18 | 6 | 14
2017-08-18 19:00 | 19 | 6 | 6
2017-08-18 20:00 | 20 | 6 | 0
2017-08-18 21:00 | 21 | 6 | 0
2017-08-18 22:00 | 22 | 6 | 0
2017-08-18 23:00 | 23 | 6 | 0
2017-08-19 | 0 | 7 | 0
2017-08-19 01:00 | 1 | 7 | 0
2017-08-19 02:00 | 2 | 7 | 0
2017-08-19 03:00 | 3 | 7 | 0
2017-08-19 04:00 | 4 | 7 | 0
2017-08-19 05:00 | 5 | 7 | 0
2017-08-19 06:00 | 6 | 7 | 0
2017-08-19 07:00 | 7 | 7 | 0
2017-08-19 08:00 | 8 | 7 | 0
2017-08-19 09:00 | 9 | 7 | 0
2017-08-19 10:00 | 10 | 7 | 0
2017-08-19 11:00 | 11 | 7 | 0
2017-08-19 12:00 | 12 | 7 | 0
2017-08-19 13:00 | 13 | 7 | 0
2017-08-19 14:00 | 14 | 7 | 0
2017-08-19 15:00 | 15 | 7 | 0
2017-08-19 16:00 | 16 | 7 | 0
2017-08-19 17:00 | 17 | 7 | 0
2017-08-19 18:00 | 18 | 7 | 0
2017-08-19 19:00 | 19 | 7 | 0
2017-08-19 20:00 | 20 | 7 | 0
2017-08-19 21:00 | 21 | 7 | 0
2017-08-19 22:00 | 22 | 7 | 0
2017-08-19 23:00 | 23 | 7 | 0
2017-08-20 | 0 | 1 | 0
2017-08-20 01:00 | 1 | 1 | 0
2017-08-20 02:00 | 2 | 1 | 0
2017-08-20 03:00 | 3 | 1 | 0
2017-08-20 04:00 | 4 | 1 | 0
2017-08-20 05:00 | 5 | 1 | 0
2017-08-20 06:00 | 6 | 1 | 0
2017-08-20 07:00 | 7 | 1 | 0
2017-08-20 08:00 | 8 | 1 | 0
2017-08-20 09:00 | 9 | 1 | 0
2017-08-20 10:00 | 10 | 1 | 0
2017-08-20 11:00 | 11 | 1 | 0
2017-08-20 12:00 | 12 | 1 | 0
2017-08-20 13:00 | 13 | 1 | 0
2017-08-20 14:00 | 14 | 1 | 0
2017-08-20 15:00 | 15 | 1 | 0
2017-08-20 16:00 | 16 | 1 | 0
2017-08-20 17:00 | 17 | 1 | 0
2017-08-20 18:00 | 18 | 1 | 0
2017-08-20 19:00 | 19 | 1 | 0
2017-08-20 20:00 | 20 | 1 | 0
2017-08-20 21:00 | 21 | 1 | 0
2017-08-20 22:00 | 22 | 1 | 0
2017-08-20 23:00 | 23 | 1 | 0
2017-08-21 | 0 | 2 | 0
2017-08-21 01:00 | 1 | 2 | 0
2017-08-21 02:00 | 2 | 2 | 0
2017-08-21 03:00 | 3 | 2 | 0
2017-08-21 04:00 | 4 | 2 | 0
2017-08-21 05:00 | 5 | 2 | 0
2017-08-21 06:00 | 6 | 2 | 8
2017-08-21 07:00 | 7 | 2 | 14
2017-08-21 08:00 | 8 | 2 | 14
2017-08-21 09:00 | 9 | 2 | 14
2017-08-21 10:00 | 10 | 2 | 14
2017-08-21 11:00 | 11 | 2 | 14
2017-08-21 12:00 | 12 | 2 | 14
2017-08-21 13:00 | 13 | 2 | 14
2017-08-21 14:00 | 14 | 2 | 14
2017-08-21 15:00 | 15 | 2 | 14
2017-08-21 16:00 | 16 | 2 | 14
2017-08-21 17:00 | 17 | 2 | 14
2017-08-21 18:00 | 18 | 2 | 14
2017-08-21 19:00 | 19 | 2 | 6
2017-08-21 20:00 | 20 | 2 | 0
2017-08-21 21:00 | 21 | 2 | 0
2017-08-21 22:00 | 22 | 2 | 0
2017-08-21 23:00 | 23 | 2 | 0
2017-08-22 | 0 | 3 | 0
2017-08-22 01:00 | 1 | 3 | 0
2017-08-22 02:00 | 2 | 3 | 0
2017-08-22 03:00 | 3 | 3 | 0
2017-08-22 04:00 | 4 | 3 | 0
2017-08-22 05:00 | 5 | 3 | 0
2017-08-22 06:00 | 6 | 3 | 8
2017-08-22 07:00 | 7 | 3 | 14
2017-08-22 08:00 | 8 | 3 | 14
2017-08-22 09:00 | 9 | 3 | 14
2017-08-22 10:00 | 10 | 3 | 14
2017-08-22 11:00 | 11 | 3 | 14
2017-08-22 12:00 | 12 | 3 | 14
2017-08-22 13:00 | 13 | 3 | 14
2017-08-22 14:00 | 14 | 3 | 14
2017-08-22 15:00 | 15 | 3 | 14
2017-08-22 16:00 | 16 | 3 | 14
2017-08-22 17:00 | 17 | 3 | 14
2017-08-22 18:00 | 18 | 3 | 14
2017-08-22 19:00 | 19 | 3 | 6
2017-08-22 20:00 | 20 | 3 | 0
2017-08-22 21:00 | 21 | 3 | 0
2017-08-22 22:00 | 22 | 3 | 0
2017-08-22 23:00 | 23 | 3 | 0
2017-08-23 | 0 | 4 | 0
2017-08-23 01:00 | 1 | 4 | 0
2017-08-23 02:00 | 2 | 4 | 0
2017-08-23 03:00 | 3 | 4 | 0
2017-08-23 04:00 | 4 | 4 | 0
2017-08-23 05:00 | 5 | 4 | 0
2017-08-23 06:00 | 6 | 4 | 8
2017-08-23 07:00 | 7 | 4 | 14
2017-08-23 08:00 | 8 | 4 | 14
2017-08-23 09:00 | 9 | 4 | 14
2017-08-23 10:00 | 10 | 4 | 14
2017-08-23 11:00 | 11 | 4 | 14
2017-08-23 12:00 | 12 | 4 | 14
2017-08-23 13:00 | 13 | 4 | 14
2017-08-23 14:00 | 14 | 4 | 14
2017-08-23 15:00 | 15 | 4 | 14
2017-08-23 16:00 | 16 | 4 | 14
2017-08-23 17:00 | 17 | 4 | 14
2017-08-23 18:00 | 18 | 4 | 14
2017-08-23 19:00 | 19 | 4 | 6
2017-08-23 20:00 | 20 | 4 | 0
2017-08-23 21:00 | 21 | 4 | 0
2017-08-23 22:00 | 22 | 4 | 0
2017-08-23 23:00 | 23 | 4 | 0
2017-08-24 | 0 | 5 | 0
2017-08-24 01:00 | 1 | 5 | 0
2017-08-24 02:00 | 2 | 5 | 0
2017-08-24 03:00 | 3 | 5 | 0
2017-08-24 04:00 | 4 | 5 | 0
2017-08-24 05:00 | 5 | 5 | 0
2017-08-24 06:00 | 6 | 5 | 8
2017-08-24 07:00 | 7 | 5 | 14
2017-08-24 08:00 | 8 | 5 | 14
2017-08-24 09:00 | 9 | 5 | 14
2017-08-24 10:00 | 10 | 5 | 14
2017-08-24 11:00 | 11 | 5 | 14
2017-08-24 12:00 | 12 | 5 | 14
2017-08-24 13:00 | 13 | 5 | 14
2017-08-24 14:00 | 14 | 5 | 14
2017-08-24 15:00 | 15 | 5 | 14
2017-08-24 16:00 | 16 | 5 | 14
2017-08-24 17:00 | 17 | 5 | 14
2017-08-24 18:00 | 18 | 5 | 14
2017-08-24 19:00 | 19 | 5 | 6
2017-08-24 20:00 | 20 | 5 | 0
2017-08-24 21:00 | 21 | 5 | 0
2017-08-24 22:00 | 22 | 5 | 0
2017-08-24 23:00 | 23 | 5 | 0
2017-08-25 | 0 | 6 | 0
2017-08-25 01:00 | 1 | 6 | 0
2017-08-25 02:00 | 2 | 6 | 0
2017-08-25 03:00 | 3 | 6 | 0
2017-08-25 04:00 | 4 | 6 | 0
2017-08-25 05:00 | 5 | 6 | 0
2017-08-25 06:00 | 6 | 6 | 8
2017-08-25 07:00 | 7 | 6 | 14
2017-08-25 08:00 | 8 | 6 | 14
2017-08-25 09:00 | 9 | 6 | 14
2017-08-25 10:00 | 10 | 6 | 14
2017-08-25 11:00 | 11 | 6 | 14
2017-08-25 12:00 | 12 | 6 | 14
2017-08-25 13:00 | 13 | 6 | 14
2017-08-25 14:00 | 14 | 6 | 14
2017-08-25 15:00 | 15 | 6 | 14
2017-08-25 16:00 | 16 | 6 | 14
2017-08-25 17:00 | 17 | 6 | 14
2017-08-25 18:00 | 18 | 6 | 14
2017-08-25 19:00 | 19 | 6 | 6
2017-08-25 20:00 | 20 | 6 | 0
2017-08-25 21:00 | 21 | 6 | 0
2017-08-25 22:00 | 22 | 6 | 0
2017-08-25 23:00 | 23 | 6 | 0
2017-08-26 | 0 | 7 | -
2017-08-26 01:00 | 1 | 7 | -
2017-08-26 02:00 | 2 | 7 | -
2017-08-26 03:00 | 3 | 7 | -
2017-08-26 04:00 | 4 | 7 | -
2017-08-26 05:00 | 5 | 7 | -
2017-08-26 06:00 | 6 | 7 | -
2017-08-26 07:00 | 7 | 7 | -
2017-08-26 08:00 | 8 | 7 | -
2017-08-26 09:00 | 9 | 7 | -
2017-08-26 10:00 | 10 | 7 | -
2017-08-26 11:00 | 11 | 7 | -
2017-08-26 12:00 | 12 | 7 | -
2017-08-26 13:00 | 13 | 7 | -
2017-08-26 14:00 | 14 | 7 | -
2017-08-26 15:00 | 15 | 7 | -
2017-08-26 16:00 | 16 | 7 | -
2017-08-26 17:00 | 17 | 7 | -
2017-08-26 18:00 | 18 | 7 | -
2017-08-26 19:00 | 19 | 7 | -
2017-08-26 20:00 | 20 | 7 | -
2017-08-26 21:00 | 21 | 7 | -
2017-08-26 22:00 | 22 | 7 | -
2017-08-26 23:00 | 23 | 7 | -
- | #VALUE! | #VALUE! | -
- | #VALUE! | #VALUE! | -
- | #VALUE! | #VALUE! | -
- | #VALUE! | #VALUE! | -
- | #VALUE! | #VALUE! | -
- | #VALUE! | #VALUE! | -
- | #VALUE! | #VALUE! | -
- | #VALUE! | #VALUE! | -
- | #VALUE! | #VALUE! | -
- | #VALUE! | #VALUE! | -
- | #VALUE! | #VALUE! | -
- | #VALUE! | #VALUE! | -
- | #VALUE! | #VALUE! | -
- | #VALUE! | #VALUE! | -
- | #VALUE! | #VALUE! | -
- | #VALUE! | #VALUE! | -
- | #VALUE! | #VALUE! | -
- | #VALUE! | #VALUE! | -
- | #VALUE! | #VALUE! | -
- | #VALUE! | #VALUE! | -
- | #VALUE! | #VALUE! | -
- | #VALUE! | #VALUE! | -
- | #VALUE! | #VALUE! | -
- | #VALUE! | #VALUE! | -
- | #VALUE! | #VALUE! | -
- | #VALUE! | #VALUE! | -
- | #VALUE! | #VALUE! | -
- | #VALUE! | #VALUE! | -
- | #VALUE! | #VALUE! | -
- | #VALUE! | #VALUE! | -
- | #VALUE! | #VALUE! | -
- | #VALUE! | #VALUE! | -
- | #VALUE! | #VALUE! | -
- | #VALUE! | #VALUE! | -
- | #VALUE! | #VALUE! | -
- | #VALUE! | #VALUE! | -
- | #VALUE! | #VALUE! | -
- | #VALUE! | #VALUE! | -
- | #VALUE! | #VALUE! | -
- | #VALUE! | #VALUE! | -
- | #VALUE! | #VALUE! | -
- | #VALUE! | #VALUE! | -
- | #VALUE! | #VALUE! | -
- | #VALUE! | #VALUE! | -
- | #VALUE! | #VALUE! | -
- | #VALUE! | #VALUE! | -
- | #VALUE! | #VALUE! | -
- | #VALUE! | #VALUE! | -
- | #VALUE! | #VALUE! | -
- | #VALUE! | #VALUE! | -
- | #VALUE! | #VALUE! | -
- | #VALUE! | #VALUE! | -
- | #VALUE! | #VALUE! | -
- | #VALUE! | #VALUE! | -
- | #VALUE! | #VALUE! | -
- | #VALUE! | #VALUE! | -
- | #VALUE! | #VALUE! | -
- | #VALUE! | #VALUE! | -
- | #VALUE! | #VALUE! | -
- | #VALUE! | #VALUE! | -
- | #VALUE! | #VALUE! | -
- | #VALUE! | #VALUE! | -
- | #VALUE! | #VALUE! | -
- | #VALUE! | #VALUE! | -
- | #VALUE! | #VALUE! | -
- | #VALUE! | #VALUE! | -
- | #VALUE! | #VALUE! | -
- | #VALUE! | #VALUE! | -
- | #VALUE! | #VALUE! | -
- | #VALUE! | #VALUE! | -
- | #VALUE! | #VALUE! | -
- | #VALUE! | #VALUE! | -
- | #VALUE! | #VALUE! | -
- | #VALUE! | #VALUE! | -
- | #VALUE! | #VALUE! | -
- | #VALUE! | #VALUE! | -
- | #VALUE! | #VALUE! | -
- | #VALUE! | #VALUE! | -
- | #VALUE! | #VALUE! | -
- | #VALUE! | #VALUE! | -
- | #VALUE! | #VALUE! | -
- | #VALUE! | #VALUE! | -
- | #VALUE! | #VALUE! | -
- | #VALUE! | #VALUE! | -
- | #VALUE! | #VALUE! | -
- | #VALUE! | #VALUE! | -
- | #VALUE! | #VALUE! | -
- | #VALUE! | #VALUE! | -
- | #VALUE! | #VALUE! | -
- | #VALUE! | #VALUE! | -
- | #VALUE! | #VALUE! | -
- | #VALUE! | #VALUE! | -
- | #VALUE! | #VALUE! | -
- | #VALUE! | #VALUE! | -
- | #VALUE! | #VALUE! | -
- | #VALUE! | #VALUE! | -
- | #VALUE! | #VALUE! | -
- | #VALUE! | #VALUE! | -
- | #VALUE! | #VALUE! | -
- | #VALUE! | #VALUE! | -
- | #VALUE! | #VALUE! | -
- | #VALUE! | #VALUE! | -
- | #VALUE! | #VALUE! | -
- | #VALUE! | #VALUE! | -
- | #VALUE! | #VALUE! | -
- | #VALUE! | #VALUE! | -
- | #VALUE! | #VALUE! | -
- | #VALUE! | #VALUE! | -
- | #VALUE! | #VALUE! | -
- | #VALUE! | #VALUE! | -
- | #VALUE! | #VALUE! | -
- | #VALUE! | #VALUE! | -
- | #VALUE! | #VALUE! | -
- | #VALUE! | #VALUE! | -
- | #VALUE! | #VALUE! | -
- | #VALUE! | #VALUE! | -
- | #VALUE! | #VALUE! | -
- | #VALUE! | #VALUE! | -
- | #VALUE! | #VALUE! | -
- | #VALUE! | #VALUE! | -
- | #VALUE! | #VALUE! | -
- | #VALUE! | #VALUE! | -
- | #VALUE! | #VALUE! | -
- | #VALUE! | #VALUE! | -
- | #VALUE! | #VALUE! | -
- | #VALUE! | #VALUE! | -
- | #VALUE! | #VALUE! | -
- | #VALUE! | #VALUE! | -
- | #VALUE! | #VALUE! | -
- | #VALUE! | #VALUE! | -
- | #VALUE! | #VALUE! | -
- | #VALUE! | #VALUE! | -
- | #VALUE! | #VALUE! | -
- | #VALUE! | #VALUE! | -
- | #VALUE! | #VALUE! | -
- | #VALUE! | #VALUE! | -
- | #VALUE! | #VALUE! | -
- | #VALUE! | #VALUE! | -
- | #VALUE! | #VALUE! | -
- | #VALUE! | #VALUE! | -
- | #VALUE! | #VALUE! | -
- | #VALUE! | #VALUE! | -
- | #VALUE! | #VALUE! | -
- | #VALUE! | #VALUE! | -
- | #VALUE! | #VALUE! | -
- | #VALUE! | #VALUE! | -
- | #VALUE! | #VALUE! | -
- | #VALUE! | #VALUE! | -
- | #VALUE! | #VALUE! | -
- | #VALUE! | #VALUE! | -
- | #VALUE! | #VALUE! | -
- | #VALUE! | #VALUE! | -
- | #VALUE! | #VALUE! | -
- | #VALUE! | #VALUE! | -
- | #VALUE! | #VALUE! | -
- | #VALUE! | #VALUE! | -
- | #VALUE! | #VALUE! | -
- | #VALUE! | #VALUE! | -
- | #VALUE! | #VALUE! | -
- | #VALUE! | #VALUE! | -
- | #VALUE! | #VALUE! | -
- | #VALUE! | #VALUE! | -
- | #VALUE! | #VALUE! | -
- | #VALUE! | #VALUE! | -
- | #VALUE! | #VALUE! | -
- | #VALUE! | #VALUE! | -
- | #VALUE! | #VALUE! | -
- | #VALUE! | #VALUE! | -
- | #VALUE! | #VALUE! | -
- | #VALUE! | #VALUE! | -
- | #VALUE! | #VALUE! | -
- | #VALUE! | #VALUE! | -
- | #VALUE! | #VALUE! | -
- | #VALUE! | #VALUE! | -
- | #VALUE! | #VALUE! | -
- | #VALUE! | #VALUE! | -
- | #VALUE! | #VALUE! | -
- | #VALUE! | #VALUE! | -
- | #VALUE! | #VALUE! | -
- | #VALUE! | #VALUE! | -
- | #VALUE! | #VALUE! | -
- | #VALUE! | #VALUE! | -
- | #VALUE! | #VALUE! | -
- | #VALUE! | #VALUE! | -
- | #VALUE! | #VALUE! | -
- | #VALUE! | #VALUE! | -
- | #VALUE! | #VALUE! | -
- | #VALUE! | #VALUE! | -
- | #VALUE! | #VALUE! | -
- | #VALUE! | #VALUE! | -
- | #VALUE! | #VALUE! | -
- | #VALUE! | #VALUE! | -
- | #VALUE! | #VALUE! | -
- | #VALUE! | #VALUE! | -
- | #VALUE! | #VALUE! | -
- | #VALUE! | #VALUE! | -
- | #VALUE! | #VALUE! | -
- | #VALUE! | #VALUE! | -
- | #VALUE! | #VALUE! | -
- | #VALUE! | #VALUE! | -
- | #VALUE! | #VALUE! | -
- | #VALUE! | #VALUE! | -
- | #VALUE! | #VALUE! | -
- | #VALUE! | #VALUE! | -
- | #VALUE! | #VALUE! | -
- | #VALUE! | #VALUE! | -
- | #VALUE! | #VALUE! | -
- | #VALUE! | #VALUE! | -
- | #VALUE! | #VALUE! | -
- | #VALUE! | #VALUE! | -
- | #VALUE! | #VALUE! | -
- | #VALUE! | #VALUE! | -
- | #VALUE! | #VALUE! | -
- | #VALUE! | #VALUE! | -
- | #VALUE! | #VALUE! | -
- | #VALUE! | #VALUE! | -
- | #VALUE! | #VALUE! | -
- | #VALUE! | #VALUE! | -
- | #VALUE! | #VALUE! | -
- | #VALUE! | #VALUE! | -
- | #VALUE! | #VALUE! | -
- | #VALUE! | #VALUE! | -
- | #VALUE! | #VALUE! | -
- | #VALUE! | #VALUE! | -
- | #VALUE! | #VALUE! | -
- | #VALUE! | #VALUE! | -
- | #VALUE! | #VALUE! | -
- | #VALUE! | #VALUE! | -
- | #VALUE! | #VALUE! | -
- | #VALUE! | #VALUE! | -
- | #VALUE! | #VALUE! | -
- | #VALUE! | #VALUE! | -
- | #VALUE! | #VALUE! | -
- | #VALUE! | #VALUE! | -
- | #VALUE! | #VALUE! | -
- | #VALUE! | #VALUE! | -
- | #VALUE! | #VALUE! | -
- | #VALUE! | #VALUE! | -
- | #VALUE! | #VALUE! | -
- | #VALUE! | #VALUE! | -
- | #VALUE! | #VALUE! | -
- | #VALUE! | #VALUE! | -
- | #VALUE! | #VALUE! | -
- | #VALUE! | #VALUE! | -
- | #VALUE! | #VALUE! | -
- | #VALUE! | #VALUE! | -
- | #VALUE! | #VALUE! | -
- | #VALUE! | #VALUE! | -
- | #VALUE! | #VALUE! | -
- | #VALUE! | #VALUE! | -
- | #VALUE! | #VALUE! | -
- | #VALUE! | #VALUE! | -
- | #VALUE! | #VALUE! | -
- | #VALUE! | #VALUE! | -
- | #VALUE! | #VALUE! | -
- | #VALUE! | #VALUE! | -
- | #VALUE! | #VALUE! | -
- | #VALUE! | #VALUE! | -
- | #VALUE! | #VALUE! | -
- | #VALUE! | #VALUE! | -
- | #VALUE! | #VALUE! | -
- | #VALUE! | #VALUE! | -
- | #VALUE! | #VALUE! | -
- | #VALUE! | #VALUE! | -
- | #VALUE! | #VALUE! | -
- | #VALUE! | #VALUE! | -
- | #VALUE! | #VALUE! | -
- | #VALUE! | #VALUE! | -
- | #VALUE! | #VALUE! | -
- | #VALUE! | #VALUE! | -
- | #VALUE! | #VALUE! | -
- | #VALUE! | #VALUE! | -
- | #VALUE! | #VALUE! | -
- | #VALUE! | #VALUE! | -
- | #VALUE! | #VALUE! | -
- | #VALUE! | #VALUE! | -
- | #VALUE! | #VALUE! | -
- | #VALUE! | #VALUE! | -
- | #VALUE! | #VALUE! | -
- | #VALUE! | #VALUE! | -
- | #VALUE! | #VALUE! | -
- | #VALUE! | #VALUE! | -
- | #VALUE! | #VALUE! | -
- | #VALUE! | #VALUE! | -
- | #VALUE! | #VALUE! | -
- | #VALUE! | #VALUE! | -
- | #VALUE! | #VALUE! | -
- | #VALUE! | #VALUE! | -
- | #VALUE! | #VALUE! | -
- | #VALUE! | #VALUE! | -
- | #VALUE! | #VALUE! | -
- | #VALUE! | #VALUE! | -
- | #VALUE! | #VALUE! | -
- | #VALUE! | #VALUE! | -
- | #VALUE! | #VALUE! | -
- | #VALUE! | #VALUE! | -
- | #VALUE! | #VALUE! | -
- | #VALUE! | #VALUE! | -
- | #VALUE! | #VALUE! | -
- | #VALUE! | #VALUE! | -
- | #VALUE! | #VALUE! | -
- | #VALUE! | #VALUE! | -
- | #VALUE! | #VALUE! | -
- | #VALUE! | #VALUE! | -
- | #VALUE! | #VALUE! | -
- | #VALUE! | #VALUE! | -
- | #VALUE! | #VALUE! | -
- | #VALUE! | #VALUE! | -
- | #VALUE! | #VALUE! | -
- | #VALUE! | #VALUE! | -
- | #VALUE! | #VALUE! | -
- | #VALUE! | #VALUE! | -
- | #VALUE! | #VALUE! | -
- | #VALUE! | #VALUE! | -
- | #VALUE! | #VALUE! | -
- | #VALUE! | #VALUE! | -
- | #VALUE! | #VALUE! | -
- | #VALUE! | #VALUE! | -
- | #VALUE! | #VALUE! | -
- | #VALUE! | #VALUE! | -
- | #VALUE! | #VALUE! | -
- | #VALUE! | #VALUE! | -
- | #VALUE! | #VALUE! | -
- | #VALUE! | #VALUE! | -
- | #VALUE! | #VALUE! | -
- | #VALUE! | #VALUE! | -
- | #VALUE! | #VALUE! | -
- | #VALUE! | #VALUE! | -
- | #VALUE! | #VALUE! | -
- | #VALUE! | #VALUE! | -
- | #VALUE! | #VALUE! | -
- | #VALUE! | #VALUE! | -
- | #VALUE! | #VALUE! | -
- | #VALUE! | #VALUE! | -
- | #VALUE! | #VALUE! | -
- | #VALUE! | #VALUE! | -
- | #VALUE! | #VALUE! | -
- | #VALUE! | #VALUE! | -
- | #VALUE! | #VALUE! | -
- | #VALUE! | #VALUE! | -
- | #VALUE! | #VALUE! | -
- | #VALUE! | #VALUE! | -
- | #VALUE! | #VALUE! | -
- | #VALUE! | #VALUE! | -
- | #VALUE! | #VALUE! | -
- | #VALUE! | #VALUE! | -
- | #VALUE! | #VALUE! | -
- | #VALUE! | #VALUE! | -
- | #VALUE! | #VALUE! | -
- | #VALUE! | #VALUE! | -
- | #VALUE! | #VALUE! | -
- | #VALUE! | #VALUE! | -
- | #VALUE! | #VALUE! | -
- | #VALUE! | #VALUE! | -
- | #VALUE! | #VALUE! | -
- | #VALUE! | #VALUE! | -
- | #VALUE! | #VALUE! | -
- | #VALUE! | #VALUE! | -
- | #VALUE! | #VALUE! | -
- | #VALUE! | #VALUE! | -
- | #VALUE! | #VALUE! | -
- | #VALUE! | #VALUE! | -
- | #VALUE! | #VALUE! | -
- | #VALUE! | #VALUE! | -
- | #VALUE! | #VALUE! | -
- | #VALUE! | #VALUE! | -
- | #VALUE! | #VALUE! | -
- | #VALUE! | #VALUE! | -
- | #VALUE! | #VALUE! | -
- | #VALUE! | #VALUE! | -
- | #VALUE! | #VALUE! | -
- | #VALUE! | #VALUE! | -
- | #VALUE! | #VALUE! | -
- | #VALUE! | #VALUE! | -
- | #VALUE! | #VALUE! | -
- | #VALUE! | #VALUE! | -
- | #VALUE! | #VALUE! | -
- | #VALUE! | #VALUE! | -
- | #VALUE! | #VALUE! | -
- | #VALUE! | #VALUE! | -
- | #VALUE! | #VALUE! | -
- | #VALUE! | #VALUE! | -
- | #VALUE! | #VALUE! | -
- | #VALUE! | #VALUE! | -
- | #VALUE! | #VALUE! | -
- | #VALUE! | #VALUE! | -
- | #VALUE! | #VALUE! | -
- | #VALUE! | #VALUE! | -
- | #VALUE! | #VALUE! | -
- | #VALUE! | #VALUE! | -
- | #VALUE! | #VALUE! | -
- | #VALUE! | #VALUE! | -
- | #VALUE! | #VALUE! | -
- | #VALUE! | #VALUE! | -
- | #VALUE! | #VALUE! | -
- | #VALUE! | #VALUE! | -
- | #VALUE! | #VALUE! | -
- | #VALUE! | #VALUE! | -
- | #VALUE! | #VALUE! | -
- | #VALUE! | #VALUE! | -
- | #VALUE! | #VALUE! | -
- | #VALUE! | #VALUE! | -
- | #VALUE! | #VALUE! | -
- | #VALUE! | #VALUE! | -
- | #VALUE! | #VALUE! | -
- | #VALUE! | #VALUE! | -
- | #VALUE! | #VALUE! | -
- | #VALUE! | #VALUE! | -
- | #VALUE! | #VALUE! | -
- | #VALUE! | #VALUE! | -
- | #VALUE! | #VALUE! | -
- | #VALUE! | #VALUE! | -
- | #VALUE! | #VALUE! | -
- | #VALUE! | #VALUE! | -
- | #VALUE! | #VALUE! | -
- | #VALUE! | #VALUE! | -
- | #VALUE! | #VALUE! | -
- | #VALUE! | #VALUE! | -
- | #VALUE! | #VALUE! | -
- | #VALUE! | #VALUE! | -
- | #VALUE! | #VALUE! | -
- | #VALUE! | #VALUE! | -
- | #VALUE! | #VALUE! | -
- | #VALUE! | #VALUE! | -
- | #VALUE! | #VALUE! | -
- | #VALUE! | #VALUE! | -
- | #VALUE! | #VALUE! | -
- | #VALUE! | #VALUE! | -
- | #VALUE! | #VALUE! | -
- | #VALUE! | #VALUE! | -
- | #VALUE! | #VALUE! | -
- | #VALUE! | #VALUE! | -
- | #VALUE! | #VALUE! | -
- | #VALUE! | #VALUE! | -
- | #VALUE! | #VALUE! | -
- | #VALUE! | #VALUE! | -
- | #VALUE! | #VALUE! | -
- | #VALUE! | #VALUE! | -
- | #VALUE! | #VALUE! | -
- | #VALUE! | #VALUE! | -
- | #VALUE! | #VALUE! | -
- | #VALUE! | #VALUE! | -
- | #VALUE! | #VALUE! | -
- | #VALUE! | #VALUE! | -
- | #VALUE! | #VALUE! | -
- | #VALUE! | #VALUE! | -
- | #VALUE! | #VALUE! | -
- | #VALUE! | #VALUE! | -
- | #VALUE! | #VALUE! | -
- | #VALUE! | #VALUE! | -
- | #VALUE! | #VALUE! | -
- | #VALUE! | #VALUE! | -
- | #VALUE! | #VALUE! | -
- | #VALUE! | #VALUE! | -
- | #VALUE! | #VALUE! | -
- | #VALUE! | #VALUE! | -
- | #VALUE! | #VALUE! | -
- | #VALUE! | #VALUE! | -
- | #VALUE! | #VALUE! | -
- | #VALUE! | #VALUE! | -
- | #VALUE! | #VALUE! | -
- | #VALUE! | #VALUE! | -
- | #VALUE! | #VALUE! | -
- | #VALUE! | #VALUE! | -
- | #VALUE! | #VALUE! | -
- | #VALUE! | #VALUE! | -
- | #VALUE! | #VALUE! | -
- | #VALUE! | #VALUE! | -
- | #VALUE! | #VALUE! | -
- | #VALUE! | #VALUE! | -
- | #VALUE! | #VALUE! | -
- | #VALUE! | #VALUE! | -
- | #VALUE! | #VALUE! | -
- | #VALUE! | #VALUE! | -
- | #VALUE! | #VALUE! | -
- | #VALUE! | #VALUE! | -
- | #VALUE! | #VALUE! | -
- | #VALUE! | #VALUE! | -
- | #VALUE! | #VALUE! | -
- | #VALUE! | #VALUE! | -
- | #VALUE! | #VALUE! | -
- | #VALUE! | #VALUE! | -
- | #VALUE! | #VALUE! | -
- | #VALUE! | #VALUE! | -
- | #VALUE! | #VALUE! | -
- | #VALUE! | #VALUE! | -
- | #VALUE! | #VALUE! | -
- | #VALUE! | #VALUE! | -
- | #VALUE! | #VALUE! | -
- | #VALUE! | #VALUE! | -
- | #VALUE! | #VALUE! | -
- | #VALUE! | #VALUE! | -
- | #VALUE! | #VALUE! | -
- | #VALUE! | #VALUE! | -
- | #VALUE! | #VALUE! | -
- | #VALUE! | #VALUE! | -
- | #VALUE! | #VALUE! | -
- | #VALUE! | #VALUE! | -
- | #VALUE! | #VALUE! | -
- | #VALUE! | #VALUE! | -
- | #VALUE! | #VALUE! | -
- | #VALUE! | #VALUE! | -
- | #VALUE! | #VALUE! | -
- | #VALUE! | #VALUE! | -
- | #VALUE! | #VALUE! | -
- | #VALUE! | #VALUE! | -
- | #VALUE! | #VALUE! | -
- | #VALUE! | #VALUE! | -
- | #VALUE! | #VALUE! | -
- | #VALUE! | #VALUE! | -
- | #VALUE! | #VALUE! | -
- | #VALUE! | #VALUE! | -
- | #VALUE! | #VALUE! | -
- | #VALUE! | #VALUE! | -
- | #VALUE! | #VALUE! | -
- | #VALUE! | #VALUE! | -
- | #VALUE! | #VALUE! | -
- | #VALUE! | #VALUE! | -
- | #VALUE! | #VALUE! | -
- | #VALUE! | #VALUE! | -
- | #VALUE! | #VALUE! | -
- | #VALUE! | #VALUE! | -
- | #VALUE! | #VALUE! | -
- | #VALUE! | #VALUE! | -
- | #VALUE! | #VALUE! | -
- | #VALUE! | #VALUE! | -
- | #VALUE! | #VALUE! | -
- | #VALUE! | #VALUE! | -
- | #VALUE! | #VALUE! | -
- | #VALUE! | #VALUE! | -
- | #VALUE! | #VALUE! | -
- | #VALUE! | #VALUE! | -
- | #VALUE! | #VALUE! | -
- | #VALUE! | #VALUE! | -
- | #VALUE! | #VALUE! | -
- | #VALUE! | #VALUE! | -
- | #VALUE! | #VALUE! | -
- | #VALUE! | #VALUE! | -
- | #VALUE! | #VALUE! | -
- | #VALUE! | #VALUE! | -
- | #VALUE! | #VALUE! | -
- | #VALUE! | #VALUE! | -
- | #VALUE! | #VALUE! | -
- | #VALUE! | #VALUE! | -
- | #VALUE! | #VALUE! | -
- | #VALUE! | #VALUE! | -
- | #VALUE! | #VALUE! | -
- | #VALUE! | #VALUE! | -
- | #VALUE! | #VALUE! | -
- | #VALUE! | #VALUE! | -
- | #VALUE! | #VALUE! | -
- | #VALUE! | #VALUE! | -
- | #VALUE! | #VALUE! | -
- | #VALUE! | #VALUE! | -
- | #VALUE! | #VALUE! | -
- | #VALUE! | #VALUE! | -
- | #VALUE! | #VALUE! | -
- | #VALUE! | #VALUE! | -
- | #VALUE! | #VALUE! | -
- | #VALUE! | #VALUE! | -
- | #VALUE! | #VALUE! | -
- | #VALUE! | #VALUE! | -
- | #VALUE! | #VALUE! | -
- | #VALUE! | #VALUE! | -
- | #VALUE! | #VALUE! | -
- | #VALUE! | #VALUE! | -
- | #VALUE! | #VALUE! | -
- | #VALUE! | #VALUE! | -
- | #VALUE! | #VALUE! | -
- | #VALUE! | #VALUE! | -
- | #VALUE! | #VALUE! | -
- | #VALUE! | #VALUE! | -
- | #VALUE! | #VALUE! | -
- | #VALUE! | #VALUE! | -
- | #VALUE! | #VALUE! | -
- | #VALUE! | #VALUE! | -
- | #VALUE! | #VALUE! | -
- | #VALUE! | #VALUE! | -
- | #VALUE! | #VALUE! | -
- | #VALUE! | #VALUE! | -
- | #VALUE! | #VALUE! | -
- | #VALUE! | #VALUE! | -
- | #VALUE! | #VALUE! | -
- | #VALUE! | #VALUE! | -
- | #VALUE! | #VALUE! | -
- | #VALUE! | #VALUE! | -
- | #VALUE! | #VALUE! | -
- | #VALUE! | #VALUE! | -
- | #VALUE! | #VALUE! | -
- | #VALUE! | #VALUE! | -
- | #VALUE! | #VALUE! | -
- | #VALUE! | #VALUE! | -
- | #VALUE! | #VALUE! | -
- | #VALUE! | #VALUE! | -
- | #VALUE! | #VALUE! | -
- | #VALUE! | #VALUE! | -
- | #VALUE! | #VALUE! | -
- | #VALUE! | #VALUE! | -
- | #VALUE! | #VALUE! | -
- | #VALUE! | #VALUE! | -
- | #VALUE! | #VALUE! | -
- | #VALUE! | #VALUE! | -
- | #VALUE! | #VALUE! | -
- | #VALUE! | #VALUE! | -
- | #VALUE! | #VALUE! | -
- | #VALUE! | #VALUE! | -
- | #VALUE! | #VALUE! | -
- | #VALUE! | #VALUE! | -
- | #VALUE! | #VALUE! | -
- | #VALUE! | #VALUE! | -
- | #VALUE! | #VALUE! | -
- | #VALUE! | #VALUE! | -
- | #VALUE! | #VALUE! | -
- | #VALUE! | #VALUE! | -
- | #VALUE! | #VALUE! | -
- | #VALUE! | #VALUE! | -
- | #VALUE! | #VALUE! | -
- | #VALUE! | #VALUE! | -
- | #VALUE! | #VALUE! | -
- | #VALUE! | #VALUE! | -
- | #VALUE! | #VALUE! | -
- | #VALUE! | #VALUE! | -
- | #VALUE! | #VALUE! | -
- | #VALUE! | #VALUE! | -
- | #VALUE! | #VALUE! | -
- | #VALUE! | #VALUE! | -
- | #VALUE! | #VALUE! | -
- | #VALUE! | #VALUE! | -
- | #VALUE! | #VALUE! | -
- | #VALUE! | #VALUE! | -
- | #VALUE! | #VALUE! | -
- | #VALUE! | #VALUE! | -
- | #VALUE! | #VALUE! | -
- | #VALUE! | #VALUE! | -
- | #VALUE! | #VALUE! | -
- | #VALUE! | #VALUE! | -
- | #VALUE! | #VALUE! | -
- | #VALUE! | #VALUE! | -
- | #VALUE! | #VALUE! | -
- | #VALUE! | #VALUE! | -
- | #VALUE! | #VALUE! | -
- | #VALUE! | #VALUE! | -
- | #VALUE! | #VALUE! | -
- | #VALUE! | #VALUE! | -
- | #VALUE! | #VALUE! | -
- | #VALUE! | #VALUE! | -
- | #VALUE! | #VALUE! | -
- | #VALUE! | #VALUE! | -
- | #VALUE! | #VALUE! | -
- | #VALUE! | #VALUE! | -
- | #VALUE! | #VALUE! | -
- | #VALUE! | #VALUE! | -
- | #VALUE! | #VALUE! | -
- | #VALUE! | #VALUE! | -
- | #VALUE! | #VALUE! | -
- | #VALUE! | #VALUE! | -
- | #VALUE! | #VALUE! | -
- | #VALUE! | #VALUE! | -
- | #VALUE! | #VALUE! | -
- | #VALUE! | #VALUE! | -
- | #VALUE! | #VALUE! | -
- | #VALUE! | #VALUE! | -
- | #VALUE! | #VALUE! | -
- | #VALUE! | #VALUE! | -
- | #VALUE! | #VALUE! | -
- | #VALUE! | #VALUE! | -
- | #VALUE! | #VALUE! | -
- | #VALUE! | #VALUE! | -
- | #VALUE! | #VALUE! | -
- | #VALUE! | #VALUE! | -
- | #VALUE! | #VALUE! | -
- | #VALUE! | #VALUE! | -
- | #VALUE! | #VALUE! | -
- | #VALUE! | #VALUE! | -
- | #VALUE! | #VALUE! | -
- | #VALUE! | #VALUE! | -
- | #VALUE! | #VALUE! | -
- | #VALUE! | #VALUE! | -
- | #VALUE! | #VALUE! | -
- | #VALUE! | #VALUE! | -
- | #VALUE! | #VALUE! | -
- | #VALUE! | #VALUE! | -
- | #VALUE! | #VALUE! | -
- | #VALUE! | #VALUE! | -
- | #VALUE! | #VALUE! | -
- | #VALUE! | #VALUE! | -
- | #VALUE! | #VALUE! | -
- | #VALUE! | #VALUE! | -
- | #VALUE! | #VALUE! | -
- | #VALUE! | #VALUE! | -
- | #VALUE! | #VALUE! | -
- | #VALUE! | #VALUE! | -
- | #VALUE! | #VALUE! | -
- | #VALUE! | #VALUE! | -
- | #VALUE! | #VALUE! | -
- | #VALUE! | #VALUE! | -
- | #VALUE! | #VALUE! | -
- | #VALUE! | #VALUE! | -
- | #VALUE! | #VALUE! | -
- | #VALUE! | #VALUE! | -
- | #VALUE! | #VALUE! | -
- | #VALUE! | #VALUE! | -
- | #VALUE! | #VALUE! | -
- | #VALUE! | #VALUE! | -
- | #VALUE! | #VALUE! | -
- | #VALUE! | #VALUE! | -
- | #VALUE! | #VALUE! | -
- | #VALUE! | #VALUE! | -
- | #VALUE! | #VALUE! | -
- | #VALUE! | #VALUE! | -
- | #VALUE! | #VALUE! | -
- | #VALUE! | #VALUE! | -
- | #VALUE! | #VALUE! | -
- | #VALUE! | #VALUE! | -
- | #VALUE! | #VALUE! | -
- | #VALUE! | #VALUE! | -
- | #VALUE! | #VALUE! | -
- | #VALUE! | #VALUE! | -
- | #VALUE! | #VALUE! | -
- | #VALUE! | #VALUE! | -
- | #VALUE! | #VALUE! | -
- | #VALUE! | #VALUE! | -
- | #VALUE! | #VALUE! | -
- | #VALUE! | #VALUE! | -
- | #VALUE! | #VALUE! | -
- | #VALUE! | #VALUE! | -
- | #VALUE! | #VALUE! | -
- | #VALUE! | #VALUE! | -
- | #VALUE! | #VALUE! | -
- | #VALUE! | #VALUE! | -
- | #VALUE! | #VALUE! | -
- | #VALUE! | #VALUE! | -
- | #VALUE! | #VALUE! | -
- | #VALUE! | #VALUE! | -
- | #VALUE! | #VALUE! | -
- | #VALUE! | #VALUE! | -
- | #VALUE! | #VALUE! | -
- | #VALUE! | #VALUE! | -
- | #VALUE! | #VALUE! | -
- | #VALUE! | #VALUE! | -
- | #VALUE! | #VALUE! | -
- | #VALUE! | #VALUE! | -
- | #VALUE! | #VALUE! | -
- | #VALUE! | #VALUE! | -
- | #VALUE! | #VALUE! | -
- | #VALUE! | #VALUE! | -
- | #VALUE! | #VALUE! | -
- | #VALUE! | #VALUE! | -
- | #VALUE! | #VALUE! | -
- | #VALUE! | #VALUE! | -
- | #VALUE! | #VALUE! | -
- | #VALUE! | #VALUE! | -
- | #VALUE! | #VALUE! | -
- | #VALUE! | #VALUE! | -
- | #VALUE! | #VALUE! | -
- | #VALUE! | #VALUE! | -
- | #VALUE! | #VALUE! | -
- | #VALUE! | #VALUE! | -
- | #VALUE! | #VALUE! | -
- | #VALUE! | #VALUE! | -
- | #VALUE! | #VALUE! | -
- | #VALUE! | #VALUE! | -
- | #VALUE! | #VALUE! | -
- | #VALUE! | #VALUE! | -
- | #VALUE! | #VALUE! | -
- | #VALUE! | #VALUE! | -
- | #VALUE! | #VALUE! | -
- | #VALUE! | #VALUE! | -
- | #VALUE! | #VALUE! | -
- | #VALUE! | #VALUE! | -
- | #VALUE! | #VALUE! | -
- | #VALUE! | #VALUE! | -
- | #VALUE! | #VALUE! | -
- | #VALUE! | #VALUE! | -
- | #VALUE! | #VALUE! | -
- | #VALUE! | #VALUE! | -
- | #VALUE! | #VALUE! | -
- | #VALUE! | #VALUE! | -
- | #VALUE! | #VALUE! | -
- | #VALUE! | #VALUE! | -
- | #VALUE! | #VALUE! | -
- | #VALUE! | #VALUE! | -
- | #VALUE! | #VALUE! | -
- | #VALUE! | #VALUE! | -
- | #VALUE! | #VALUE! | -
- | #VALUE! | #VALUE! | -
- | #VALUE! | #VALUE! | -
- | #VALUE! | #VALUE! | -
- | #VALUE! | #VALUE! | -
- | #VALUE! | #VALUE! | -
- | #VALUE! | #VALUE! | -
- | #VALUE! | #VALUE! | -
- | #VALUE! | #VALUE! | -
- | #VALUE! | #VALUE! | -
- | #VALUE! | #VALUE! | -
- | #VALUE! | #VALUE! | -
- | #VALUE! | #VALUE! | -
- | #VALUE! | #VALUE! | -
- | #VALUE! | #VALUE! | -
- | #VALUE! | #VALUE! | -
- | #VALUE! | #VALUE! | -
- | #VALUE! | #VALUE! | -
- | #VALUE! | #VALUE! | -
- | #VALUE! | #VALUE! | -
- | #VALUE! | #VALUE! | -
- | #VALUE! | #VALUE! | -
- | #VALUE! | #VALUE! | -
- | #VALUE! | #VALUE! | -
- | #VALUE! | #VALUE! | -
- | #VALUE! | #VALUE! | -
- | #VALUE! | #VALUE! | -
- | #VALUE! | #VALUE! | -
- | #VALUE! | #VALUE! | -
- | #VALUE! | #VALUE! | -
- | #VALUE! | #VALUE! | -
- | #VALUE! | #VALUE! | -
- | #VALUE! | #VALUE! | -
- | #VALUE! | #VALUE! | -
- | #VALUE! | #VALUE! | -
- | #VALUE! | #VALUE! | -
- | #VALUE! | #VALUE! | -
- | #VALUE! | #VALUE! | -
- | #VALUE! | #VALUE! | -
- | #VALUE! | #VALUE! | -
- | #VALUE! | #VALUE! | -
- | #VALUE! | #VALUE! | -
- | #VALUE! | #VALUE! | -
- | #VALUE! | #VALUE! | -
- | #VALUE! | #VALUE! | -
- | #VALUE! | #VALUE! | -
- | #VALUE! | #VALUE! | -
- | #VALUE! | #VALUE! | -
- | #VALUE! | #VALUE! | -
- | #VALUE! | #VALUE! | -
- | #VALUE! | #VALUE! | -
- | #VALUE! | #VALUE! | -
- | #VALUE! | #VALUE! | -
- | #VALUE! | #VALUE! | -
- | #VALUE! | #VALUE! | -
- | #VALUE! | #VALUE! | -
- | #VALUE! | #VALUE! | -
- | #VALUE! | #VALUE! | -
- | #VALUE! | #VALUE! | -
- | #VALUE! | #VALUE! | -
- | #VALUE! | #VALUE! | -
- | #VALUE! | #VALUE! | -
- | #VALUE! | #VALUE! | -
- | #VALUE! | #VALUE! | -
- | #VALUE! | #VALUE! | -
- | #VALUE! | #VALUE! | -
- | #VALUE! | #VALUE! | -
- | #VALUE! | #VALUE! | -
- | #VALUE! | #VALUE! | -
- | #VALUE! | #VALUE! | -
- | #VALUE! | #VALUE! | -
- | #VALUE! | #VALUE! | -
- | #VALUE! | #VALUE! | -
- | #VALUE! | #VALUE! | -
- | #VALUE! | #VALUE! | -
- | #VALUE! | #VALUE! | -
- | #VALUE! | #VALUE! | -
- | #VALUE! | #VALUE! | -
- | #VALUE! | #VALUE! | -
- | #VALUE! | #VALUE! | -
- | #VALUE! | #VALUE! | -
- | #VALUE! | #VALUE! | -
- | #VALUE! | #VALUE! | -
- | #VALUE! | #VALUE! | -
- | #VALUE! | #VALUE! | -
- | #VALUE! | #VALUE! | -
- | #VALUE! | #VALUE! | -
- | #VALUE! | #VALUE! | -
- | #VALUE! | #VALUE! | -
- | #VALUE! | #VALUE! | -
- | #VALUE! | #VALUE! | -
- | #VALUE! | #VALUE! | -
- | #VALUE! | #VALUE! | -
- | #VALUE! | #VALUE! | -
- | #VALUE! | #VALUE! | -
- | #VALUE! | #VALUE! | -
- | #VALUE! | #VALUE! | -
- | #VALUE! | #VALUE! | -
- | #VALUE! | #VALUE! | -
- | #VALUE! | #VALUE! | -
- | #VALUE! | #VALUE! | -
- | #VALUE! | #VALUE! | -
- | #VALUE! | #VALUE! | -
- | #VALUE! | #VALUE! | -
- | #VALUE! | #VALUE! | -
- | #VALUE! | #VALUE! | -
- | #VALUE! | #VALUE! | -
- | #VALUE! | #VALUE! | -
- | #VALUE! | #VALUE! | -
- | #VALUE! | #VALUE! | -
- | #VALUE! | #VALUE! | -
- | #VALUE! | #VALUE! | -
- | #VALUE! | #VALUE! | -
- | #VALUE! | #VALUE! | -
- | #VALUE! | #VALUE! | -
- | #VALUE! | #VALUE! | -
- | #VALUE! | #VALUE! | -
- | #VALUE! | #VALUE! | -
- | #VALUE! | #VALUE! | -
- | #VALUE! | #VALUE! | -
- | #VALUE! | #VALUE! | -
- | #VALUE! | #VALUE! | -
- | #VALUE! | #VALUE! | -
- | #VALUE! | #VALUE! | -
- | #VALUE! | #VALUE! | -
- | #VALUE! | #VALUE! | -
- | #VALUE! | #VALUE! | -
- | #VALUE! | #VALUE! | -
- | #VALUE! | #VALUE! | -
- | #VALUE! | #VALUE! | -
- | #VALUE! | #VALUE! | -
- | #VALUE! | #VALUE! | -
- | #VALUE! | #VALUE! | -
- | #VALUE! | #VALUE! | -
- | #VALUE! | #VALUE! | -
- | #VALUE! | #VALUE! | -
- | #VALUE! | #VALUE! | -
- | #VALUE! | #VALUE! | -
- | #VALUE! | #VALUE! | -
- | #VALUE! | #VALUE! | -
- | #VALUE! | #VALUE! | -
- | #VALUE! | #VALUE! | -
- | #VALUE! | #VALUE! | -
- | #VALUE! | #VALUE! | -
- | #VALUE! | #VALUE! | -
- | #VALUE! | #VALUE! | -
- | #VALUE! | #VALUE! | -
- | #VALUE! | #VALUE! | -
- | #VALUE! | #VALUE! | -
- | #VALUE! | #VALUE! | -
- | #VALUE! | #VALUE! | -
- | #VALUE! | #VALUE! | -
- | #VALUE! | #VALUE! | -
- | #VALUE! | #VALUE! | -
- | #VALUE! | #VALUE! | -
- | #VALUE! | #VALUE! | -
- | #VALUE! | #VALUE! | -
- | #VALUE! | #VALUE! | -
- | #VALUE! | #VALUE! | -
- | #VALUE! | #VALUE! | -
- | #VALUE! | #VALUE! | -
- | #VALUE! | #VALUE! | -
- | #VALUE! | #VALUE! | -
- | #VALUE! | #VALUE! | -
- | #VALUE! | #VALUE! | -
- | #VALUE! | #VALUE! | -
- | #VALUE! | #VALUE! | -
- | #VALUE! | #VALUE! | -
- | #VALUE! | #VALUE! | -
- | #VALUE! | #VALUE! | -
- | #VALUE! | #VALUE! | -
- | #VALUE! | #VALUE! | -
- | #VALUE! | #VALUE! | -
- | #VALUE! | #VALUE! | -
- | #VALUE! | #VALUE! | -
- | #VALUE! | #VALUE! | -
- | #VALUE! | #VALUE! | -
- | #VALUE! | #VALUE! | -
- | #VALUE! | #VALUE! | -
- | #VALUE! | #VALUE! | -
- | #VALUE! | #VALUE! | -
- | #VALUE! | #VALUE! | -
- | #VALUE! | #VALUE! | -
- | #VALUE! | #VALUE! | -
- | #VALUE! | #VALUE! | -
- | #VALUE! | #VALUE! | -
- | #VALUE! | #VALUE! | -
- | #VALUE! | #VALUE! | -
- | #VALUE! | #VALUE! | -
- | #VALUE! | #VALUE! | -
- | #VALUE! | #VALUE! | -
- | #VALUE! | #VALUE! | -
- | #VALUE! | #VALUE! | -
- | #VALUE! | #VALUE! | -
- | #VALUE! | #VALUE! | -
- | #VALUE! | #VALUE! | -
- | #VALUE! | #VALUE! | -
- | #VALUE! | #VALUE! | -
- | #VALUE! | #VALUE! | -
- | #VALUE! | #VALUE! | -
- | #VALUE! | #VALUE! | -
- | #VALUE! | #VALUE! | -
- | #VALUE! | #VALUE! | -
- | #VALUE! | #VALUE! | -
- | #VALUE! | #VALUE! | -
- | #VALUE! | #VALUE! | -
- | #VALUE! | #VALUE! | -
- | #VALUE! | #VALUE! | -
- | #VALUE! | #VALUE! | -
- | #VALUE! | #VALUE! | -
- | #VALUE! | #VALUE! | -
- | #VALUE! | #VALUE! | -
- | #VALUE! | #VALUE! | -
- | #VALUE! | #VALUE! | -
- | #VALUE! | #VALUE! | -
- | #VALUE! | #VALUE! | -
- | #VALUE! | #VALUE! | -
- | #VALUE! | #VALUE! | -
- | #VALUE! | #VALUE! | -
- | #VALUE! | #VALUE! | -
- | #VALUE! | #VALUE! | -
- | #VALUE! | #VALUE! | -
- | #VALUE! | #VALUE! | -
- | #VALUE! | #VALUE! | -
- | #VALUE! | #VALUE! | -
- | #VALUE! | #VALUE! | -
- | #VALUE! | #VALUE! | -
- | #VALUE! | #VALUE! | -
- | #VALUE! | #VALUE! | -
- | #VALUE! | #VALUE! | -
- | #VALUE! | #VALUE! | -
- | #VALUE! | #VALUE! | -
- | #VALUE! | #VALUE! | -
- | #VALUE! | #VALUE! | -
- | #VALUE! | #VALUE! | -
- | #VALUE! | #VALUE! | -
- | #VALUE! | #VALUE! | -
- | #VALUE! | #VALUE! | -
- | #VALUE! | #VALUE! | -
- | #VALUE! | #VALUE! | -
- | #VALUE! | #VALUE! | -
- | #VALUE! | #VALUE! | -
- | #VALUE! | #VALUE! | -
- | #VALUE! | #VALUE! | -
- | #VALUE! | #VALUE! | -
- | #VALUE! | #VALUE! | -
- | #VALUE! | #VALUE! | -
- | #VALUE! | #VALUE! | -
- | #VALUE! | #VALUE! | -
- | #VALUE! | #VALUE! | -
- | #VALUE! | #VALUE! | -
- | #VALUE! | #VALUE! | -
- | #VALUE! | #VALUE! | -
- | #VALUE! | #VALUE! | -
- | #VALUE! | #VALUE! | -
- | #VALUE! | #VALUE! | -
- | #VALUE! | #VALUE! | -
- | #VALUE! | #VALUE! | -
- | #VALUE! | #VALUE! | -
- | #VALUE! | #VALUE! | -
- | #VALUE! | #VALUE! | -
- | #VALUE! | #VALUE! | -
- | #VALUE! | #VALUE! | -
- | #VALUE! | #VALUE! | -
- | #VALUE! | #VALUE! | -
- | #VALUE! | #VALUE! | -
- | #VALUE! | #VALUE! | -
- | #VALUE! | #VALUE! | -
- | #VALUE! | #VALUE! | -
- | #VALUE! | #VALUE! | -
- | #VALUE! | #VALUE! | -
- | #VALUE! | #VALUE! | -
- | #VALUE! | #VALUE! | -
- | #VALUE! | #VALUE! | -
- | #VALUE! | #VALUE! | -
- | #VALUE! | #VALUE! | -
- | #VALUE! | #VALUE! | -
- | #VALUE! | #VALUE! | -
- | #VALUE! | #VALUE! | -
- | #VALUE! | #VALUE! | -
- | #VALUE! | #VALUE! | -
- | #VALUE! | #VALUE! | -
- | #VALUE! | #VALUE! | -
- | #VALUE! | #VALUE! | -
- | #VALUE! | #VALUE! | -
- | #VALUE! | #VALUE! | -
- | #VALUE! | #VALUE! | -
- | #VALUE! | #VALUE! | -
- | #VALUE! | #VALUE! | -
- | #VALUE! | #VALUE! | -
- | #VALUE! | #VALUE! | -
- | #VALUE! | #VALUE! | -
- | #VALUE! | #VALUE! | -
- | #VALUE! | #VALUE! | -
- | #VALUE! | #VALUE! | -
- | #VALUE! | #VALUE! | -
- | #VALUE! | #VALUE! | -
- | #VALUE! | #VALUE! | -
- | #VALUE! | #VALUE! | -
- | #VALUE! | #VALUE! | -
- | #VALUE! | #VALUE! | -
- | #VALUE! | #VALUE! | -
- | #VALUE! | #VALUE! | -
- | #VALUE! | #VALUE! | -
- | #VALUE! | #VALUE! | -
- | #VALUE! | #VALUE! | -
- | #VALUE! | #VALUE! | -
- | #VALUE! | #VALUE! | -
- | #VALUE! | #VALUE! | -
- | #VALUE! | #VALUE! | -
- | #VALUE! | #VALUE! | -
- | #VALUE! | #VALUE! | -
- | #VALUE! | #VALUE! | -
- | #VALUE! | #VALUE! | -
- | #VALUE! | #VALUE! | -
- | #VALUE! | #VALUE! | -
- | #VALUE! | #VALUE! | -
- | #VALUE! | #VALUE! | -
- | #VALUE! | #VALUE! | -
- | #VALUE! | #VALUE! | -
- | #VALUE! | #VALUE! | -
- | #VALUE! | #VALUE! | -
- | #VALUE! | #VALUE! | -
- | #VALUE! | #VALUE! | -
- | #VALUE! | #VALUE! | -
- | #VALUE! | #VALUE! | -
- | #VALUE! | #VALUE! | -
- | #VALUE! | #VALUE! | -
- | #VALUE! | #VALUE! | -
- | #VALUE! | #VALUE! | -
- | #VALUE! | #VALUE! | -
- | #VALUE! | #VALUE! | -
- | #VALUE! | #VALUE! | -
- | #VALUE! | #VALUE! | -
- | #VALUE! | #VALUE! | -
- | #VALUE! | #VALUE! | -
- | #VALUE! | #VALUE! | -
- | #VALUE! | #VALUE! | -
- | #VALUE! | #VALUE! | -
- | #VALUE! | #VALUE! | -
- | #VALUE! | #VALUE! | -
- | #VALUE! | #VALUE! | -
- | #VALUE! | #VALUE! | -
- | #VALUE! | #VALUE! | -
- | #VALUE! | #VALUE! | -
- | #VALUE! | #VALUE! | -
- | #VALUE! | #VALUE! | -
- | #VALUE! | #VALUE! | -
- | #VALUE! | #VALUE! | -
- | #VALUE! | #VALUE! | -
- | #VALUE! | #VALUE! | -
- | #VALUE! | #VALUE! | -
- | #VALUE! | #VALUE! | -
- | #VALUE! | #VALUE! | -
- | #VALUE! | #VALUE! | -
- | #VALUE! | #VALUE! | -
- | #VALUE! | #VALUE! | -
- | #VALUE! | #VALUE! | -
- | #VALUE! | #VALUE! | -
- | #VALUE! | #VALUE! | -
- | #VALUE! | #VALUE! | -
- | #VALUE! | #VALUE! | -
- | #VALUE! | #VALUE! | -
- | #VALUE! | #VALUE! | -
- | #VALUE! | #VALUE! | -
- | #VALUE! | #VALUE! | -
- | #VALUE! | #VALUE! | -
- | #VALUE! | #VALUE! | -
- | #VALUE! | #VALUE! | -
- | #VALUE! | #VALUE! | -
- | #VALUE! | #VALUE! | -
- | #VALUE! | #VALUE! | -
- | #VALUE! | #VALUE! | -
- | #VALUE! | #VALUE! | -
- | #VALUE! | #VALUE! | -
- | #VALUE! | #VALUE! | -
- | #VALUE! | #VALUE! | -
- | #VALUE! | #VALUE! | -
- | #VALUE! | #VALUE! | -
- | #VALUE! | #VALUE! | -
- | #VALUE! | #VALUE! | -
- | #VALUE! | #VALUE! | -
- | #VALUE! | #VALUE! | -
- | #VALUE! | #VALUE! | -
- | #VALUE! | #VALUE! | -
- | #VALUE! | #VALUE! | -
- | #VALUE! | #VALUE! | -
- | #VALUE! | #VALUE! | -
- | #VALUE! | #VALUE! | -
- | #VALUE! | #VALUE! | -
- | #VALUE! | #VALUE! | -
- | #VALUE! | #VALUE! | -
- | #VALUE! | #VALUE! | -
- | #VALUE! | #VALUE! | -
- | #VALUE! | #VALUE! | -
- | #VALUE! | #VALUE! | -
- | #VALUE! | #VALUE! | -
- | #VALUE! | #VALUE! | -
- | #VALUE! | #VALUE! | -
- | #VALUE! | #VALUE! | -
- | #VALUE! | #VALUE! | -
- | #VALUE! | #VALUE! | -
- | #VALUE! | #VALUE! | -
- | #VALUE! | #VALUE! | -
- | #VALUE! | #VALUE! | -
- | #VALUE! | #VALUE! | -
- | #VALUE! | #VALUE! | -
- | #VALUE! | #VALUE! | -
- | #VALUE! | #VALUE! | -
- | #VALUE! | #VALUE! | -
- | #VALUE! | #VALUE! | -
- | #VALUE! | #VALUE! | -
- | #VALUE! | #VALUE! | -
- | #VALUE! | #VALUE! | -
- | #VALUE! | #VALUE! | -
- | #VALUE! | #VALUE! | -
- | #VALUE! | #VALUE! | -
- | #VALUE! | #VALUE! | -
- | #VALUE! | #VALUE! | -
- | #VALUE! | #VALUE! | -
- | #VALUE! | #VALUE! | -
- | #VALUE! | #VALUE! | -
- | #VALUE! | #VALUE! | -
- | #VALUE! | #VALUE! | -
- | #VALUE! | #VALUE! | -
- | #VALUE! | #VALUE! | -
- | #VALUE! | #VALUE! | -
- | #VALUE! | #VALUE! | -
- | #VALUE! | #VALUE! | -
- | #VALUE! | #VALUE! | -
- | #VALUE! | #VALUE! | -
- | #VALUE! | #VALUE! | -
- | #VALUE! | #VALUE! | -
- | #VALUE! | #VALUE! | -
- | #VALUE! | #VALUE! | -
- | #VALUE! | #VALUE! | -
- | #VALUE! | #VALUE! | -
- | #VALUE! | #VALUE! | -
- | #VALUE! | #VALUE! | -
- | #VALUE! | #VALUE! | -
- | #VALUE! | #VALUE! | -
- | #VALUE! | #VALUE! | -
- | #VALUE! | #VALUE! | -
- | #VALUE! | #VALUE! | -
- | #VALUE! | #VALUE! | -
- | #VALUE! | #VALUE! | -
- | #VALUE! | #VALUE! | -
- | #VALUE! | #VALUE! | -
- | #VALUE! | #VALUE! | -
- | #VALUE! | #VALUE! | -
- | #VALUE! | #VALUE! | -
- | #VALUE! | #VALUE! | -
- | #VALUE! | #VALUE! | -
- | #VALUE! | #VALUE! | -
- | #VALUE! | #VALUE! | -
- | #VALUE! | #VALUE! | -
- | #VALUE! | #VALUE! | -
- | #VALUE! | #VALUE! | -
- | #VALUE! | #VALUE! | -
- | #VALUE! | #VALUE! | -
- | #VALUE! | #VALUE! | -
- | #VALUE! | #VALUE! | -
- | #VALUE! | #VALUE! | -
- | #VALUE! | #VALUE! | -
- | #VALUE! | #VALUE! | -
- | #VALUE! | #VALUE! | -
- | #VALUE! | #VALUE! | -
- | #VALUE! | #VALUE! | -
- | #VALUE! | #VALUE! | -
- | #VALUE! | #VALUE! | -
- | #VALUE! | #VALUE! | -
- | #VALUE! | #VALUE! | -
- | #VALUE! | #VALUE! | -
- | #VALUE! | #VALUE! | -
- | #VALUE! | #VALUE! | -
- | #VALUE! | #VALUE! | -
- | #VALUE! | #VALUE! | -
- | #VALUE! | #VALUE! | -
- | #VALUE! | #VALUE! | -
- | #VALUE! | #VALUE! | -
- | #VALUE! | #VALUE! | -
- | #VALUE! | #VALUE! | -
- | #VALUE! | #VALUE! | -
- | #VALUE! | #VALUE! | -
- | #VALUE! | #VALUE! | -
- | #VALUE! | #VALUE! | -
- | #VALUE! | #VALUE! | -
- | #VALUE! | #VALUE! | -
- | #VALUE! | #VALUE! | -
- | #VALUE! | #VALUE! | -
- | #VALUE! | #VALUE! | -
- | #VALUE! | #VALUE! | -
- | #VALUE! | #VALUE! | -
- | #VALUE! | #VALUE! | -
- | #VALUE! | #VALUE! | -
- | #VALUE! | #VALUE! | -
- | #VALUE! | #VALUE! | -
- | #VALUE! | #VALUE! | -
- | #VALUE! | #VALUE! | -
- | #VALUE! | #VALUE! | -
- | #VALUE! | #VALUE! | -
- | #VALUE! | #VALUE! | -
- | #VALUE! | #VALUE! | -
- | #VALUE! | #VALUE! | -
- | #VALUE! | #VALUE! | -
- | #VALUE! | #VALUE! | -
- | #VALUE! | #VALUE! | -
- | #VALUE! | #VALUE! | -
- | #VALUE! | #VALUE! | -
- | #VALUE! | #VALUE! | -
- | #VALUE! | #VALUE! | -
- | #VALUE! | #VALUE! | -
- | #VALUE! | #VALUE! | -
- | #VALUE! | #VALUE! | -
- | #VALUE! | #VALUE! | -
- | #VALUE! | #VALUE! | -
- | #VALUE! | #VALUE! | -
- | #VALUE! | #VALUE! | -
- | #VALUE! | #VALUE! | -
- | #VALUE! | #VALUE! | -
- | #VALUE! | #VALUE! | -
- | #VALUE! | #VALUE! | -
- | #VALUE! | #VALUE! | -
- | #VALUE! | #VALUE! | -
- | #VALUE! | #VALUE! | -
- | #VALUE! | #VALUE! | -
- | #VALUE! | #VALUE! | -
- | #VALUE! | #VALUE! | -
- | #VALUE! | #VALUE! | -
- | #VALUE! | #VALUE! | -
- | #VALUE! | #VALUE! | -
- | #VALUE! | #VALUE! | -
- | #VALUE! | #VALUE! | -
- | #VALUE! | #VALUE! | -
- | #VALUE! | #VALUE! | -
- | #VALUE! | #VALUE! | -
- | #VALUE! | #VALUE! | -
- | #VALUE! | #VALUE! | -
- | #VALUE! | #VALUE! | -
- | #VALUE! | #VALUE! | -
- | #VALUE! | #VALUE! | -
- | #VALUE! | #VALUE! | -
- | #VALUE! | #VALUE! | -
- | #VALUE! | #VALUE! | -
- | #VALUE! | #VALUE! | -
- | #VALUE! | #VALUE! | -
- | #VALUE! | #VALUE! | -
- | #VALUE! | #VALUE! | -
- | #VALUE! | #VALUE! | -
- | #VALUE! | #VALUE! | -
- | #VALUE! | #VALUE! | -
- | #VALUE! | #VALUE! | -
- | #VALUE! | #VALUE! | -
- | #VALUE! | #VALUE! | -
- | #VALUE! | #VALUE! | -
- | #VALUE! | #VALUE! | -
- | #VALUE! | #VALUE! | -
- | #VALUE! | #VALUE! | -
- | #VALUE! | #VALUE! | -
- | #VALUE! | #VALUE! | -
- | #VALUE! | #VALUE! | -
- | #VALUE! | #VALUE! | -
- | #VALUE! | #VALUE! | -
- | #VALUE! | #VALUE! | -
- | #VALUE! | #VALUE! | -
- | #VALUE! | #VALUE! | -
- | #VALUE! | #VALUE! | -
- | #VALUE! | #VALUE! | -
- | #VALUE! | #VALUE! | -
- | #VALUE! | #VALUE! | -
- | #VALUE! | #VALUE! | -
- | #VALUE! | #VALUE! | -
- | #VALUE! | #VALUE! | -
- | #VALUE! | #VALUE! | -
- | #VALUE! | #VALUE! | -
- | #VALUE! | #VALUE! | -
- | #VALUE! | #VALUE! | -
- | #VALUE! | #VALUE! | -
- | #VALUE! | #VALUE! | -
- | #VALUE! | #VALUE! | -
- | #VALUE! | #VALUE! | -
- | #VALUE! | #VALUE! | -
- | #VALUE! | #VALUE! | -
- | #VALUE! | #VALUE! | -
- | #VALUE! | #VALUE! | -
- | #VALUE! | #VALUE! | -
- | #VALUE! | #VALUE! | -
- | #VALUE! | #VALUE! | -
- | #VALUE! | #VALUE! | -
- | #VALUE! | #VALUE! | -
- | #VALUE! | #VALUE! | -
- | #VALUE! | #VALUE! | -
- | #VALUE! | #VALUE! | -
- | #VALUE! | #VALUE! | -
- | #VALUE! | #VALUE! | -
- | #VALUE! | #VALUE! | -
- | #VALUE! | #VALUE! | -
- | #VALUE! | #VALUE! | -
- | #VALUE! | #VALUE! | -
- | #VALUE! | #VALUE! | -
- | #VALUE! | #VALUE! | -
- | #VALUE! | #VALUE! | -
- | #VALUE! | #VALUE! | -
- | #VALUE! | #VALUE! | -
- | #VALUE! | #VALUE! | -
- | #VALUE! | #VALUE! | -
- | #VALUE! | #VALUE! | -
- | #VALUE! | #VALUE! | -
- | #VALUE! | #VALUE! | -
- | #VALUE! | #VALUE! | -
- | #VALUE! | #VALUE! | -
- | #VALUE! | #VALUE! | -
- | #VALUE! | #VALUE! | -
- | #VALUE! | #VALUE! | -
- | #VALUE! | #VALUE! | -
- | #VALUE! | #VALUE! | -
- | #VALUE! | #VALUE! | -
- | #VALUE! | #VALUE! | -
- | #VALUE! | #VALUE! | -
- | #VALUE! | #VALUE! | -
- | #VALUE! | #VALUE! | -
- | #VALUE! | #VALUE! | -
- | #VALUE! | #VALUE! | -
- | #VALUE! | #VALUE! | -
- | #VALUE! | #VALUE! | -
- | #VALUE! | #VALUE! | -
- | #VALUE! | #VALUE! | -
- | #VALUE! | #VALUE! | -
- | #VALUE! | #VALUE! | -
- | #VALUE! | #VALUE! | -
- | #VALUE! | #VALUE! | -
- | #VALUE! | #VALUE! | -
- | #VALUE! | #VALUE! | -
- | #VALUE! | #VALUE! | -
- | #VALUE! | #VALUE! | -
- | #VALUE! | #VALUE! | -
- | #VALUE! | #VALUE! | -
- | #VALUE! | #VALUE! | -
- | #VALUE! | #VALUE! | -
- | #VALUE! | #VALUE! | -
- | #VALUE! | #VALUE! | -
- | #VALUE! | #VALUE! | -
- | #VALUE! | #VALUE! | -
- | #VALUE! | #VALUE! | -
- | #VALUE! | #VALUE! | -
- | #VALUE! | #VALUE! | -
- | #VALUE! | #VALUE! | -
- | #VALUE! | #VALUE! | -
- | #VALUE! | #VALUE! | -
- | #VALUE! | #VALUE! | -
- | #VALUE! | #VALUE! | -
- | #VALUE! | #VALUE! | -
- | #VALUE! | #VALUE! | -
- | #VALUE! | #VALUE! | -
- | #VALUE! | #VALUE! | -
- | #VALUE! | #VALUE! | -
- | #VALUE! | #VALUE! | -
- | #VALUE! | #VALUE! | -
- | #VALUE! | #VALUE! | -
- | #VALUE! | #VALUE! | -
- | #VALUE! | #VALUE! | -
- | #VALUE! | #VALUE! | -
- | #VALUE! | #VALUE! | -
- | #VALUE! | #VALUE! | -
- | #VALUE! | #VALUE! | -
- | #VALUE! | #VALUE! | -
- | #VALUE! | #VALUE! | -
- | #VALUE! | #VALUE! | -
- | #VALUE! | #VALUE! | -
- | #VALUE! | #VALUE! | -
- | #VALUE! | #VALUE! | -
- | #VALUE! | #VALUE! | -
- | #VALUE! | #VALUE! | -
- | #VALUE! | #VALUE! | -
- | #VALUE! | #VALUE! | -
- | #VALUE! | #VALUE! | -
- | #VALUE! | #VALUE! | -
- | #VALUE! | #VALUE! | -
- | #VALUE! | #VALUE! | -
- | #VALUE! | #VALUE! | -
- | #VALUE! | #VALUE! | -
- | #VALUE! | #VALUE! | -
- | #VALUE! | #VALUE! | -
- | #VALUE! | #VALUE! | -
- | #VALUE! | #VALUE! | -
- | #VALUE! | #VALUE! | -
- | #VALUE! | #VALUE! | -
- | #VALUE! | #VALUE! | -
- | #VALUE! | #VALUE! | -
- | #VALUE! | #VALUE! | -
- | #VALUE! | #VALUE! | -
- | #VALUE! | #VALUE! | -
- | #VALUE! | #VALUE! | -
- | #VALUE! | #VALUE! | -
- | #VALUE! | #VALUE! | -
- | #VALUE! | #VALUE! | -
- | #VALUE! | #VALUE! | -
- | #VALUE! | #VALUE! | -
- | #VALUE! | #VALUE! | -
- | #VALUE! | #VALUE! | -
- | #VALUE! | #VALUE! | -
- | #VALUE! | #VALUE! | -
- | #VALUE! | #VALUE! | -
- | #VALUE! | #VALUE! | -
- | #VALUE! | #VALUE! | -
- | #VALUE! | #VALUE! | -
- | #VALUE! | #VALUE! | -
- | #VALUE! | #VALUE! | -
- | #VALUE! | #VALUE! | -
- | #VALUE! | #VALUE! | -
- | #VALUE! | #VALUE! | -
- | #VALUE! | #VALUE! | -
- | #VALUE! | #VALUE! | -
- | #VALUE! | #VALUE! | -
- | #VALUE! | #VALUE! | -
- | #VALUE! | #VALUE! | -
- | #VALUE! | #VALUE! | -
- | #VALUE! | #VALUE! | -
- | #VALUE! | #VALUE! | -
- | #VALUE! | #VALUE! | -
- | #VALUE! | #VALUE! | -
- | #VALUE! | #VALUE! | -
- | #VALUE! | #VALUE! | -
- | #VALUE! | #VALUE! | -
- | #VALUE! | #VALUE! | -
- | #VALUE! | #VALUE! | -
- | #VALUE! | #VALUE! | -
- | #VALUE! | #VALUE! | -
- | #VALUE! | #VALUE! | -
- | #VALUE! | #VALUE! | -
- | #VALUE! | #VALUE! | -
- | #VALUE! | #VALUE! | -
- | #VALUE! | #VALUE! | -
- | #VALUE! | #VALUE! | -
- | #VALUE! | #VALUE! | -
- | #VALUE! | #VALUE! | -
- | #VALUE! | #VALUE! | -
- | #VALUE! | #VALUE! | -
- | #VALUE! | #VALUE! | -
- | #VALUE! | #VALUE! | -
- | #VALUE! | #VALUE! | -
- | #VALUE! | #VALUE! | -
- | #VALUE! | #VALUE! | -
- | #VALUE! | #VALUE! | -
- | #VALUE! | #VALUE! | -
- | #VALUE! | #VALUE! | -
- | #VALUE! | #VALUE! | -
- | #VALUE! | #VALUE! | -
- | #VALUE! | #VALUE! | -
- | #VALUE! | #VALUE! | -
- | #VALUE! | #VALUE! | -
- | #VALUE! | #VALUE! | -
- | #VALUE! | #VALUE! | -
- | #VALUE! | #VALUE! | -
- | #VALUE! | #VALUE! | -
- | #VALUE! | #VALUE! | -
- | #VALUE! | #VALUE! | -
- | #VALUE! | #VALUE! | -
- | #VALUE! | #VALUE! | -
- | #VALUE! | #VALUE! | -
- | #VALUE! | #VALUE! | -
- | #VALUE! | #VALUE! | -
- | #VALUE! | #VALUE! | -
- | #VALUE! | #VALUE! | -
- | #VALUE! | #VALUE! | -
- | #VALUE! | #VALUE! | -
- | #VALUE! | #VALUE! | -
- | #VALUE! | #VALUE! | -
- | #VALUE! | #VALUE! | -
- | #VALUE! | #VALUE! | -
- | #VALUE! | #VALUE! | -
- | #VALUE! | #VALUE! | -
- | #VALUE! | #VALUE! | -
- | #VALUE! | #VALUE! | -
- | #VALUE! | #VALUE! | -
- | #VALUE! | #VALUE! | -
- | #VALUE! | #VALUE! | -
- | #VALUE! | #VALUE! | -
- | #VALUE! | #VALUE! | -
- | #VALUE! | #VALUE! | -
- | #VALUE! | #VALUE! | -
- | #VALUE! | #VALUE! | -
- | #VALUE! | #VALUE! | -
- | #VALUE! | #VALUE! | -
- | #VALUE! | #VALUE! | -
- | #VALUE! | #VALUE! | -
- | #VALUE! | #VALUE! | -
- | #VALUE! | #VALUE! | -
- | #VALUE! | #VALUE! | -
- | #VALUE! | #VALUE! | -
- | #VALUE! | #VALUE! | -
- | #VALUE! | #VALUE! | -
- | #VALUE! | #VALUE! | -
- | #VALUE! | #VALUE! | -
- | #VALUE! | #VALUE! | -
- | #VALUE! | #VALUE! | -
- | #VALUE! | #VALUE! | -
- | #VALUE! | #VALUE! | -
- | #VALUE! | #VALUE! | -
- | #VALUE! | #VALUE! | -
- | #VALUE! | #VALUE! | -
- | #VALUE! | #VALUE! | -
- | #VALUE! | #VALUE! | -
- | #VALUE! | #VALUE! | -
- | #VALUE! | #VALUE! | -
- | #VALUE! | #VALUE! | -
- | #VALUE! | #VALUE! | -
- | #VALUE! | #VALUE! | -
- | #VALUE! | #VALUE! | -
- | #VALUE! | #VALUE! | -
- | #VALUE! | #VALUE! | -
- | #VALUE! | #VALUE! | -
- | #VALUE! | #VALUE! | -
- | #VALUE! | #VALUE! | -
- | #VALUE! | #VALUE! | -
- | #VALUE! | #VALUE! | -
- | #VALUE! | #VALUE! | -
- | #VALUE! | #VALUE! | -
- | #VALUE! | #VALUE! | -
- | #VALUE! | #VALUE! | -
- | #VALUE! | #VALUE! | -
- | #VALUE! | #VALUE! | -
- | #VALUE! | #VALUE! | -
- | #VALUE! | #VALUE! | -
- | #VALUE! | #VALUE! | -
- | #VALUE! | #VALUE! | -
- | #VALUE! | #VALUE! | -
- | #VALUE! | #VALUE! | -
- | #VALUE! | #VALUE! | -
- | #VALUE! | #VALUE! | -
- | #VALUE! | #VALUE! | -
- | #VALUE! | #VALUE! | -
- | #VALUE! | #VALUE! | -
- | #VALUE! | #VALUE! | -
- | #VALUE! | #VALUE! | -
- | #VALUE! | #VALUE! | -
- | #VALUE! | #VALUE! | -
- | #VALUE! | #VALUE! | -
- | #VALUE! | #VALUE! | -
- | #VALUE! | #VALUE! | -
- | #VALUE! | #VALUE! | -
- | #VALUE! | #VALUE! | -
- | #VALUE! | #VALUE! | -
- | #VALUE! | #VALUE! | -
- | #VALUE! | #VALUE! | -
- | #VALUE! | #VALUE! | -
- | #VALUE! | #VALUE! | -
- | #VALUE! | #VALUE! | -
- | #VALUE! | #VALUE! | -
- | #VALUE! | #VALUE! | -
- | #VALUE! | #VALUE! | -
- | #VALUE! | #VALUE! | -
- | #VALUE! | #VALUE! | -
- | #VALUE! | #VALUE! | -
- | #VALUE! | #VALUE! | -
- | #VALUE! | #VALUE! | -
- | #VALUE! | #VALUE! | -
- | #VALUE! | #VALUE! | -
- | #VALUE! | #VALUE! | -
- | #VALUE! | #VALUE! | -
- | #VALUE! | #VALUE! | -
- | #VALUE! | #VALUE! | -
- | #VALUE! | #VALUE! | -
- | #VALUE! | #VALUE! | -
- | #VALUE! | #VALUE! | -
- | #VALUE! | #VALUE! | -
- | #VALUE! | #VALUE! | -
- | #VALUE! | #VALUE! | -
- | #VALUE! | #VALUE! | -
- | #VALUE! | #VALUE! | -
- | #VALUE! | #VALUE! | -
- | #VALUE! | #VALUE! | -
- | #VALUE! | #VALUE! | -
- | #VALUE! | #VALUE! | -
- | #VALUE! | #VALUE! | -
- | #VALUE! | #VALUE! | -
- | #VALUE! | #VALUE! | -
- | #VALUE! | #VALUE! | -
- | #VALUE! | #VALUE! | -
- | #VALUE! | #VALUE! | -
- | #VALUE! | #VALUE! | -
- | #VALUE! | #VALUE! | -
- | #VALUE! | #VALUE! | -
- | #VALUE! | #VALUE! | -
- | #VALUE! | #VALUE! | -
- | #VALUE! | #VALUE! | -
- | #VALUE! | #VALUE! | -
- | #VALUE! | #VALUE! | -
- | #VALUE! | #VALUE! | -
- | #VALUE! | #VALUE! | -
- | #VALUE! | #VALUE! | -
- | #VALUE! | #VALUE! | -
- | #VALUE! | #VALUE! | -
- | #VALUE! | #VALUE! | -
- | #VALUE! | #VALUE! | -
- | #VALUE! | #VALUE! | -
- | #VALUE! | #VALUE! | -
- | #VALUE! | #VALUE! | -
- | #VALUE! | #VALUE! | -
- | #VALUE! | #VALUE! | -
- | #VALUE! | #VALUE! | -
- | #VALUE! | #VALUE! | -
- | #VALUE! | #VALUE! | -
- | #VALUE! | #VALUE! | -
- | #VALUE! | #VALUE! | -
- | #VALUE! | #VALUE! | -
- | #VALUE! | #VALUE! | -
- | #VALUE! | #VALUE! | -
- | #VALUE! | #VALUE! | -
- | #VALUE! | #VALUE! | -
- | #VALUE! | #VALUE! | -
- | #VALUE! | #VALUE! | -
- | #VALUE! | #VALUE! | -
- | #VALUE! | #VALUE! | -
- | #VALUE! | #VALUE! | -
- | #VALUE! | #VALUE! | -
- | #VALUE! | #VALUE! | -
- | #VALUE! | #VALUE! | -
- | #VALUE! | #VALUE! | -
- | #VALUE! | #VALUE! | -
- | #VALUE! | #VALUE! | -
- | #VALUE! | #VALUE! | -
- | #VALUE! | #VALUE! | -
- | #VALUE! | #VALUE! | -
- | #VALUE! | #VALUE! | -
- | #VALUE! | #VALUE! | -
- | #VALUE! | #VALUE! | -
- | #VALUE! | #VALUE! | -
- | #VALUE! | #VALUE! | -
- | #VALUE! | #VALUE! | -
- | #VALUE! | #VALUE! | -
- | #VALUE! | #VALUE! | -
- | #VALUE! | #VALUE! | -
- | #VALUE! | #VALUE! | -
- | #VALUE! | #VALUE! | -
- | #VALUE! | #VALUE! | -
- | #VALUE! | #VALUE! | -
- | #VALUE! | #VALUE! | -
- | #VALUE! | #VALUE! | -
- | #VALUE! | #VALUE! | -
- | #VALUE! | #VALUE! | -
- | #VALUE! | #VALUE! | -
- | #VALUE! | #VALUE! | -
- | #VALUE! | #VALUE! | -
- | #VALUE! | #VALUE! | -
- | #VALUE! | #VALUE! | -
- | #VALUE! | #VALUE! | -
- | #VALUE! | #VALUE! | -
- | #VALUE! | #VALUE! | -
- | #VALUE! | #VALUE! | -
- | #VALUE! | #VALUE! | -
- | #VALUE! | #VALUE! | -
- | #VALUE! | #VALUE! | -
- | #VALUE! | #VALUE! | -
- | #VALUE! | #VALUE! | -
- | #VALUE! | #VALUE! | -
- | #VALUE! | #VALUE! | -
- | #VALUE! | #VALUE! | -
- | #VALUE! | #VALUE! | -
- | #VALUE! | #VALUE! | -
- | #VALUE! | #VALUE! | -
- | #VALUE! | #VALUE! | -
- | #VALUE! | #VALUE! | -
- | #VALUE! | #VALUE! | -
- | #VALUE! | #VALUE! | -
- | #VALUE! | #VALUE! | -
- | #VALUE! | #VALUE! | -
- | #VALUE! | #VALUE! | -
- | #VALUE! | #VALUE! | -
- | #VALUE! | #VALUE! | -
- | #VALUE! | #VALUE! | -
- | #VALUE! | #VALUE! | -
- | #VALUE! | #VALUE! | -
- | #VALUE! | #VALUE! | -
- | #VALUE! | #VALUE! | -
- | #VALUE! | #VALUE! | -
- | #VALUE! | #VALUE! | -
- | #VALUE! | #VALUE! | -
- | #VALUE! | #VALUE! | -
- | #VALUE! | #VALUE! | -
- | #VALUE! | #VALUE! | -
- | #VALUE! | #VALUE! | -
- | #VALUE! | #VALUE! | -
- | #VALUE! | #VALUE! | -
- | #VALUE! | #VALUE! | -
- | #VALUE! | #VALUE! | -
- | #VALUE! | #VALUE! | -
- | #VALUE! | #VALUE! | -
- | #VALUE! | #VALUE! | -
- | #VALUE! | #VALUE! | -
- | #VALUE! | #VALUE! | -
- | #VALUE! | #VALUE! | -
- | #VALUE! | #VALUE! | -
- | #VALUE! | #VALUE! | -
- | #VALUE! | #VALUE! | -
- | #VALUE! | #VALUE! | -
- | #VALUE! | #VALUE! | -
- | #VALUE! | #VALUE! | -
- | #VALUE! | #VALUE! | -
- | #VALUE! | #VALUE! | -
- | #VALUE! | #VALUE! | -
- | #VALUE! | #VALUE! | -
- | #VALUE! | #VALUE! | -
- | #VALUE! | #VALUE! | -
- | #VALUE! | #VALUE! | -
- | #VALUE! | #VALUE! | -
- | #VALUE! | #VALUE! | -
- | #VALUE! | #VALUE! | -
- | #VALUE! | #VALUE! | -
- | #VALUE! | #VALUE! | -
- | #VALUE! | #VALUE! | -
- | #VALUE! | #VALUE! | -
- | #VALUE! | #VALUE! | -
- | #VALUE! | #VALUE! | -
- | #VALUE! | #VALUE! | -
- | #VALUE! | #VALUE! | -
- | #VALUE! | #VALUE! | -
- | #VALUE! | #VALUE! | -
- | #VALUE! | #VALUE! | -
- | #VALUE! | #VALUE! | -
- | #VALUE! | #VALUE! | -
- | #VALUE! | #VALUE! | -
- | #VALUE! | #VALUE! | -
- | #VALUE! | #VALUE! | -
- | #VALUE! | #VALUE! | -
- | #VALUE! | #VALUE! | -
- | #VALUE! | #VALUE! | -
- | #VALUE! | #VALUE! | -
- | #VALUE! | #VALUE! | -
- | #VALUE! | #VALUE! | -
- | #VALUE! | #VALUE! | -
- | #VALUE! | #VALUE! | -
- | #VALUE! | #VALUE! | -
- | #VALUE! | #VALUE! | -
- | #VALUE! | #VALUE! | -
- | #VALUE! | #VALUE! | -
- | #VALUE! | #VALUE! | -
- | #VALUE! | #VALUE! | -
- | #VALUE! | #VALUE! | -
- | #VALUE! | #VALUE! | -
- | #VALUE! | #VALUE! | -
- | #VALUE! | #VALUE! | -
- | #VALUE! | #VALUE! | -
- | #VALUE! | #VALUE! | -
- | #VALUE! | #VALUE! | -
- | #VALUE! | #VALUE! | -
- | #VALUE! | #VALUE! | -
- | #VALUE! | #VALUE! | -
- | #VALUE! | #VALUE! | -
- | #VALUE! | #VALUE! | -
- | #VALUE! | #VALUE! | -
- | #VALUE! | #VALUE! | -
- | #VALUE! | #VALUE! | -
- | #VALUE! | #VALUE! | -
- | #VALUE! | #VALUE! | -
- | #VALUE! | #VALUE! | -
- | #VALUE! | #VALUE! | -
- | #VALUE! | #VALUE! | -
- | #VALUE! | #VALUE! | -
- | #VALUE! | #VALUE! | -
- | #VALUE! | #VALUE! | -
- | #VALUE! | #VALUE! | -
- | #VALUE! | #VALUE! | -
- | #VALUE! | #VALUE! | -
- | #VALUE! | #VALUE! | -
- | #VALUE! | #VALUE! | -
- | #VALUE! | #VALUE! | -
- | #VALUE! | #VALUE! | -
- | #VALUE! | #VALUE! | -
- | #VALUE! | #VALUE! | -
- | #VALUE! | #VALUE! | -
- | #VALUE! | #VALUE! | -
- | #VALUE! | #VALUE! | -
- | #VALUE! | #VALUE! | -
- | #VALUE! | #VALUE! | -
- | #VALUE! | #VALUE! | -
- | #VALUE! | #VALUE! | -
- | #VALUE! | #VALUE! | -
- | #VALUE! | #VALUE! | -
- | #VALUE! | #VALUE! | -
- | #VALUE! | #VALUE! | -
- | #VALUE! | #VALUE! | -
- | #VALUE! | #VALUE! | -
- | #VALUE! | #VALUE! | -
- | #VALUE! | #VALUE! | -
- | #VALUE! | #VALUE! | -
- | #VALUE! | #VALUE! | -
- | #VALUE! | #VALUE! | -
- | #VALUE! | #VALUE! | -
- | #VALUE! | #VALUE! | -
- | #VALUE! | #VALUE! | -
- | #VALUE! | #VALUE! | -
- | #VALUE! | #VALUE! | -
- | #VALUE! | #VALUE! | -
- | #VALUE! | #VALUE! | -
- | #VALUE! | #VALUE! | -
- | #VALUE! | #VALUE! | -
- | #VALUE! | #VALUE! | -
- | #VALUE! | #VALUE! | -
- | #VALUE! | #VALUE! | -
- | #VALUE! | #VALUE! | -
- | #VALUE! | #VALUE! | -
- | #VALUE! | #VALUE! | -
- | #VALUE! | #VALUE! | -
- | #VALUE! | #VALUE! | -
- | #VALUE! | #VALUE! | -
- | #VALUE! | #VALUE! | -
- | #VALUE! | #VALUE! | -
- | #VALUE! | #VALUE! | -
- | #VALUE! | #VALUE! | -
- | #VALUE! | #VALUE! | -
- | #VALUE! | #VALUE! | -
- | #VALUE! | #VALUE! | -
- | #VALUE! | #VALUE! | -
- | #VALUE! | #VALUE! | -
- | #VALUE! | #VALUE! | -
- | #VALUE! | #VALUE! | -
- | #VALUE! | #VALUE! | -
- | #VALUE! | #VALUE! | -
- | #VALUE! | #VALUE! | -
- | #VALUE! | #VALUE! | -
- | #VALUE! | #VALUE! | -
- | #VALUE! | #VALUE! | -
- | #VALUE! | #VALUE! | -
- | #VALUE! | #VALUE! | -
- | #VALUE! | #VALUE! | -
- | #VALUE! | #VALUE! | -
- | #VALUE! | #VALUE! | -
- | #VALUE! | #VALUE! | -
- | #VALUE! | #VALUE! | -
- | #VALUE! | #VALUE! | -
- | #VALUE! | #VALUE! | -
- | #VALUE! | #VALUE! | -
- | #VALUE! | #VALUE! | -
- | #VALUE! | #VALUE! | -
- | #VALUE! | #VALUE! | -
- | #VALUE! | #VALUE! | -
- | #VALUE! | #VALUE! | -
- | #VALUE! | #VALUE! | -
- | #VALUE! | #VALUE! | -
- | #VALUE! | #VALUE! | -
- | #VALUE! | #VALUE! | -
- | #VALUE! | #VALUE! | -
- | #VALUE! | #VALUE! | -
- | #VALUE! | #VALUE! | -
- | #VALUE! | #VALUE! | -
- | #VALUE! | #VALUE! | -
- | #VALUE! | #VALUE! | -
- | #VALUE! | #VALUE! | -
- | #VALUE! | #VALUE! | -
- | #VALUE! | #VALUE! | -
- | #VALUE! | #VALUE! | -
- | #VALUE! | #VALUE! | -
- | #VALUE! | #VALUE! | -
- | #VALUE! | #VALUE! | -
- | #VALUE! | #VALUE! | -
- | #VALUE! | #VALUE! | -
- | #VALUE! | #VALUE! | -
- | #VALUE! | #VALUE! | -
- | #VALUE! | #VALUE! | -
- | #VALUE! | #VALUE! | -
- | #VALUE! | #VALUE! | -
- | #VALUE! | #VALUE! | -
- | #VALUE! | #VALUE! | -
- | #VALUE! | #VALUE! | -
- | #VALUE! | #VALUE! | -
- | #VALUE! | #VALUE! | -
- | #VALUE! | #VALUE! | -
- | #VALUE! | #VALUE! | -
- | #VALUE! | #VALUE! | -
- | #VALUE! | #VALUE! | -
- | #VALUE! | #VALUE! | -
- | #VALUE! | #VALUE! | -
- | #VALUE! | #VALUE! | -
- | #VALUE! | #VALUE! | -
- | #VALUE! | #VALUE! | -
- | #VALUE! | #VALUE! | -
- | #VALUE! | #VALUE! | -
- | #VALUE! | #VALUE! | -
- | #VALUE! | #VALUE! | -
- | #VALUE! | #VALUE! | -
- | #VALUE! | #VALUE! | -
- | #VALUE! | #VALUE! | -
- | #VALUE! | #VALUE! | -
- | #VALUE! | #VALUE! | -
- | #VALUE! | #VALUE! | -
- | #VALUE! | #VALUE! | -
- | #VALUE! | #VALUE! | -
- | #VALUE! | #VALUE! | -
- | #VALUE! | #VALUE! | -
- | #VALUE! | #VALUE! | -
- | #VALUE! | #VALUE! | -
- | #VALUE! | #VALUE! | -
- | #VALUE! | #VALUE! | -
- | #VALUE! | #VALUE! | -
- | #VALUE! | #VALUE! | -
- | #VALUE! | #VALUE! | -
- | #VALUE! | #VALUE! | -
- | #VALUE! | #VALUE! | -
- | #VALUE! | #VALUE! | -
- | #VALUE! | #VALUE! | -
- | #VALUE! | #VALUE! | -
- | #VALUE! | #VALUE! | -
- | #VALUE! | #VALUE! | -
- | #VALUE! | #VALUE! | -
- | #VALUE! | #VALUE! | -
- | #VALUE! | #VALUE! | -
- | #VALUE! | #VALUE! | -
- | #VALUE! | #VALUE! | -
- | #VALUE! | #VALUE! | -
- | #VALUE! | #VALUE! | -
- | #VALUE! | #VALUE! | -
- | #VALUE! | #VALUE! | -
- | #VALUE! | #VALUE! | -
- | #VALUE! | #VALUE! | -
- | #VALUE! | #VALUE! | -
- | #VALUE! | #VALUE! | -
- | #VALUE! | #VALUE! | -
- | #VALUE! | #VALUE! | -
- | #VALUE! | #VALUE! | -
- | #VALUE! | #VALUE! | -
- | #VALUE! | #VALUE! | -
- | #VALUE! | #VALUE! | -
- | #VALUE! | #VALUE! | -
- | #VALUE! | #VALUE! | -
- | #VALUE! | #VALUE! | -
- | #VALUE! | #VALUE! | -
- | #VALUE! | #VALUE! | -
- | #VALUE! | #VALUE! | -
- | #VALUE! | #VALUE! | -
- | #VALUE! | #VALUE! | -
- | #VALUE! | #VALUE! | -
- | #VALUE! | #VALUE! | -
- | #VALUE! | #VALUE! | -
- | #VALUE! | #VALUE! | -
- | #VALUE! | #VALUE! | -
- | #VALUE! | #VALUE! | -
- | #VALUE! | #VALUE! | -
- | #VALUE! | #VALUE! | -
- | #VALUE! | #VALUE! | -
- | #VALUE! | #VALUE! | -
- | #VALUE! | #VALUE! | -
- | #VALUE! | #VALUE! | -
- | #VALUE! | #VALUE! | -
- | #VALUE! | #VALUE! | -
- | #VALUE! | #VALUE! | -
- | #VALUE! | #VALUE! | -
- | #VALUE! | #VALUE! | -
- | #VALUE! | #VALUE! | -
- | #VALUE! | #VALUE! | -
- | #VALUE! | #VALUE! | -
- | #VALUE! | #VALUE! | -
- | #VALUE! | #VALUE! | -
- | #VALUE! | #VALUE! | -
- | #VALUE! | #VALUE! | -
- | #VALUE! | #VALUE! | -
- | #VALUE! | #VALUE! | -
- | #VALUE! | #VALUE! | -
- | #VALUE! | #VALUE! | -
- | #VALUE! | #VALUE! | -
- | #VALUE! | #VALUE! | -
- | #VALUE! | #VALUE! | -
- | #VALUE! | #VALUE! | -
- | #VALUE! | #VALUE! | -
- | #VALUE! | #VALUE! | -
- | #VALUE! | #VALUE! | -
- | #VALUE! | #VALUE! | -
- | #VALUE! | #VALUE! | -
- | #VALUE! | #VALUE! | -
- | #VALUE! | #VALUE! | -
- | #VALUE! | #VALUE! | -
- | #VALUE! | #VALUE! | -
- | #VALUE! | #VALUE! | -
- | #VALUE! | #VALUE! | -

## Step 3. Avg Day of Week Calcs
Day of Week | Hour of Day | Pump Power (kW)
1 | 0 | 0
1 | 1 | 0
1 | 2 | 0
1 | 3 | 0
1 | 4 | 0
1 | 5 | 0
1 | 6 | 0
1 | 7 | 0
1 | 8 | 0
1 | 9 | 0
1 | 10 | 0
1 | 11 | 0
1 | 12 | 0
1 | 13 | 0
1 | 14 | 0
1 | 15 | 0
1 | 16 | 0
1 | 17 | 0
1 | 18 | 0
1 | 19 | 0
1 | 20 | 0
1 | 21 | 0
1 | 22 | 0
1 | 23 | 0
2 | 0 | 0
2 | 1 | 0
2 | 2 | 0
2 | 3 | 0
2 | 4 | 0
2 | 5 | 0
2 | 6 | 8
2 | 7 | 14
2 | 8 | 14
2 | 9 | 14
2 | 10 | 14
2 | 11 | 14
2 | 12 | 14
2 | 13 | 14
2 | 14 | 14
2 | 15 | 14
2 | 16 | 14
2 | 17 | 14
2 | 18 | 14
2 | 19 | 6
2 | 20 | 0
2 | 21 | 0
2 | 22 | 0
2 | 23 | 0
3 | 0 | 0
3 | 1 | 0
3 | 2 | 0
3 | 3 | 0
3 | 4 | 0
3 | 5 | 0
3 | 6 | 8
3 | 7 | 14
3 | 8 | 14
3 | 9 | 14
3 | 10 | 14
3 | 11 | 14
3 | 12 | 14
3 | 13 | 14
3 | 14 | 14
3 | 15 | 14
3 | 16 | 14
3 | 17 | 14
3 | 18 | 14
3 | 19 | 6
3 | 20 | 0
3 | 21 | 0
3 | 22 | 0
3 | 23 | 0
4 | 0 | 0
4 | 1 | 0
4 | 2 | 0
4 | 3 | 0
4 | 4 | 0
4 | 5 | 0
4 | 6 | 8
4 | 7 | 14
4 | 8 | 14
4 | 9 | 14
4 | 10 | 14
4 | 11 | 14
4 | 12 | 14
4 | 13 | 14
4 | 14 | 14
4 | 15 | 14
4 | 16 | 14
4 | 17 | 14
4 | 18 | 14
4 | 19 | 6
4 | 20 | 0
4 | 21 | 0
4 | 22 | 0
4 | 23 | 0
5 | 0 | 0
5 | 1 | 0
5 | 2 | 0
5 | 3 | 0
5 | 4 | 0
5 | 5 | 0
5 | 6 | 8
5 | 7 | 14
5 | 8 | 14
5 | 9 | 14
5 | 10 | 14
5 | 11 | 14
5 | 12 | 14
5 | 13 | 14
5 | 14 | 14
5 | 15 | 14
5 | 16 | 14
5 | 17 | 14
5 | 18 | 14
5 | 19 | 6
5 | 20 | 0
5 | 21 | 0
5 | 22 | 0
5 | 23 | 0
6 | 0 | 0
6 | 1 | 0
6 | 2 | 0
6 | 3 | 0
6 | 4 | 0
6 | 5 | 0
6 | 6 | 6.6667
6 | 7 | 13
6 | 8 | 14
6 | 9 | 14
6 | 10 | 14
6 | 11 | 14
6 | 12 | 14
6 | 13 | 14
6 | 14 | 14
6 | 15 | 14
6 | 16 | 14
6 | 17 | 14
6 | 18 | 14
6 | 19 | 7.3333
6 | 20 | 1
6 | 21 | 0
6 | 22 | 0
6 | 23 | 0
7 | 0 | 0
7 | 1 | 0
7 | 2 | 0
7 | 3 | 0
7 | 4 | 0
7 | 5 | 0
7 | 6 | 0
7 | 7 | 0
7 | 8 | 0
7 | 9 | 0
7 | 10 | 0
7 | 11 | 0
7 | 12 | 0
7 | 13 | 0
7 | 14 | 0
7 | 15 | 0
7 | 16 | 0
7 | 17 | 0
7 | 18 | 0
7 | 19 | 0
7 | 20 | 0
7 | 21 | 0
7 | 22 | 0
7 | 23 | 0

## Step 4. Results
Day of Week | Pump Average Energy (kWh/day)
Monday | 182
Tuesday | 182
Wednesday | 182
Thursday | 182
Friday | 182
Saturday | 0
Sunday | 0
TOTAL ANNUAL ELECTRICITY USAGE (kWh)
19822.4729