## Change Log
Entry # | Date | Name | New Document Name | Cell/Range Modified | Changes Made | Comments
1 | 2020-04-14 | Jillian Panagakos | 2020_0414_AHU Fan Constant Speed Constant Volume Input kWh Dent_jp | Change Log sheet | Change log sheet created | Rest of document was reviewed but no other changes made.
2 | 2020-04-15 | Philip Chao | 2020_0415_AHU Fan Constant Speed Constant Volume Input kWh Dent_pc | Intro | created named range for weeks per year constant
3 | 2020-04-22 | ? | 2020_0422_ahu_fan_csv_1_speed_kwh_pc.xls | file name | filename was changed
4 | 2020-05-12 | Duncan Prahl | 2020_0512_ahu_fan_csv_1_speed_kwh_v1.xls | Intor, File name | Clarified tabs on Intro instruction
5 | 2023-02-27 | Linyuan Cui | 2023_0227_ahu_fan_cscv_1_speed_kwh_lc | file name | filename was changed
|  |  |  | Intro | updated intro content.
|  |  |  | Step 1.1, 1.2 | Inputted hourly fan kW from Hunter College; Used the same fan data for both supply and return fans to test this tool.
|  |  |  | Step 1.3 | Added the tab "Date Data" and applied the operating period that a user inputs to the fan electricity calculation (see step 4).
|  |  |  | Step 2 Columns B, C, G, H | Assigned "-" to errors to allow further calculation in steps 3 and 4.

## Intro
Introduction and Instructions
Model Description
Measured variables: average supply fan motor power, average return fan motor power
General supply fan equation: Total supply fan energy = supply fan motor runtime per year (hours) * supply fan true power (kW)
General equation for return fan: Total return fan energy (kWh) = return fan motor runtime per year (hours) * return fan true power (kW)
Model Instructions
The yellow cells are the input cells.
1.1 | In tab "Step 1.1 Raw Supply Fan Data" - Paste the hourly supply fan True RMS Power data from the VFD or Dent Meter. The data format is:
· Time stamp – mm/dd/yyyy hh:mm
· Average Power - kW
1.2 | In tab "Step 2.2 Raw Return Fan Data" - Paste the hourly return fan True RMS Power data from the VFD or Dent Meter. The data format is:
· Time stamp – mm/dd/yyyy hh:mm
· Average Power - kW
1.3 | Enter various dates and times - operating period that user must input to estimate fan energy consumption
· Start Date – mm/dd/yyyy hh:mm
· End Date – mm/dd/yyyy hh:mm
2 | Tab "Step 2. Day of Week Calcs" – Hourly fan power data are stored as hours per day per day of the week. No data inputs
3 | Tab "Step 3. Avg Day of Week Calcs" - No data inputs
4 | Tab "Step 4 Results" - Total annual energy in kWh is calculated from the runtime hours and power data. Also included on this tab as a data check is a graph of total runtime hours per day of the week.
Constant
Weeks_Per_Year | 52
Named Ranges
Helpful links
to logger tools

## Step 1.1 Raw Supply Fan Data
Datetime | Supply Fan Power (kW)
2019-04-30 10:00 | 12.628
2019-04-30 11:00 | 12.629
2019-04-30 12:00 | 12.636
2019-04-30 13:00 | 12.608
2019-04-30 14:00 | 12.615
2019-04-30 15:00 | 12.62
2019-04-30 16:00 | 12.628
2019-04-30 17:00 | 12.633
2019-04-30 18:00 | 12.671
2019-04-30 19:00 | 12.665
2019-04-30 20:00 | 12.691
2019-04-30 21:00 | 9.726
2019-04-30 22:00 | 0
2019-04-30 23:00 | 0
2019-05-01 | 0
2019-05-01 01:00 | 0
2019-05-01 02:00 | 0
2019-05-01 03:00 | 0
2019-05-01 04:00 | 0
2019-05-01 05:00 | 0
2019-05-01 06:00 | 12.182
2019-05-01 07:00 | 12.755
2019-05-01 08:00 | 12.705
2019-05-01 09:00 | 12.648
2019-05-01 10:00 | 12.683
2019-05-01 11:00 | 12.693
2019-05-01 12:00 | 12.656
2019-05-01 13:00 | 12.257
2019-05-01 14:00 | 12.508
2019-05-01 15:00 | 12.674
2019-05-01 16:00 | 12.667
2019-05-01 17:00 | 12.669
2019-05-01 18:00 | 12.657
2019-05-01 19:00 | 12.628
2019-05-01 20:00 | 12.649
2019-05-01 21:00 | 10.184
2019-05-01 22:00 | 0
2019-05-01 23:00 | 0
2019-05-02 | 0
2019-05-02 01:00 | 0
2019-05-02 02:00 | 0
2019-05-02 03:00 | 0
2019-05-02 04:00 | 0
2019-05-02 05:00 | 0.939
2019-05-02 06:00 | 12.662
2019-05-02 07:00 | 12.567
2019-05-02 08:00 | 12.53
2019-05-02 09:00 | 12.551
2019-05-02 10:00 | 12.523
2019-05-02 11:00 | 12.473
2019-05-02 12:00 | 12.397
2019-05-02 13:00 | 12.37
2019-05-02 14:00 | 12.336
2019-05-02 15:00 | 12.374
2019-05-02 16:00 | 12.428
2019-05-02 17:00 | 12.485
2019-05-02 18:00 | 12.555
2019-05-02 19:00 | 12.544
2019-05-02 20:00 | 12.529
2019-05-02 21:00 | 11.287
2019-05-02 22:00 | 0
2019-05-02 23:00 | 0
2019-05-03 | 0
2019-05-03 01:00 | 0
2019-05-03 02:00 | 0
2019-05-03 03:00 | 0
2019-05-03 04:00 | 0
2019-05-03 05:00 | 0.621
2019-05-03 06:00 | 12.612
2019-05-03 07:00 | 12.405
2019-05-03 08:00 | 12.633
2019-05-03 09:00 | 12.627
2019-05-03 10:00 | 12.603
2019-05-03 11:00 | 12.599
2019-05-03 12:00 | 12.582
2019-05-03 13:00 | 12.575
2019-05-03 14:00 | 12.582
2019-05-03 15:00 | 12.597
2019-05-03 16:00 | 12.597
2019-05-03 17:00 | 12.616
2019-05-03 18:00 | 12.569
2019-05-03 19:00 | 12.569
2019-05-03 20:00 | 7.864
2019-05-03 21:00 | 0.307
2019-05-03 22:00 | 0
2019-05-03 23:00 | 0
2019-05-04 | 0
2019-05-04 01:00 | 0
2019-05-04 02:00 | 0
2019-05-04 03:00 | 0
2019-05-04 04:00 | 0
2019-05-04 05:00 | 0
2019-05-04 06:00 | 0
2019-05-04 07:00 | 0
2019-05-04 08:00 | 0
2019-05-04 09:00 | 0
2019-05-04 10:00 | 0
2019-05-04 11:00 | 0
2019-05-04 12:00 | 0
2019-05-04 13:00 | 0
2019-05-04 14:00 | 0
2019-05-04 15:00 | 0
2019-05-04 16:00 | 0
2019-05-04 17:00 | 0
2019-05-04 18:00 | 0
2019-05-04 19:00 | 0
2019-05-04 20:00 | 0
2019-05-04 21:00 | 0
2019-05-04 22:00 | 0
2019-05-04 23:00 | 0
2019-05-05 | 0
2019-05-05 01:00 | 0
2019-05-05 02:00 | 0
2019-05-05 03:00 | 0
2019-05-05 04:00 | 0
2019-05-05 05:00 | 0
2019-05-05 06:00 | 11.237
2019-05-05 07:00 | 12.217
2019-05-05 08:00 | 12.462
2019-05-05 09:00 | 12.446
2019-05-05 10:00 | 12.401
2019-05-05 11:00 | 12.411
2019-05-05 12:00 | 12.43
2019-05-05 13:00 | 12.44
2019-05-05 14:00 | 12.482
2019-05-05 15:00 | 12.495
2019-05-05 16:00 | 12.486
2019-05-05 17:00 | 12.49
2019-05-05 18:00 | 0.104
2019-05-05 19:00 | 0
2019-05-05 20:00 | 0
2019-05-05 21:00 | 0
2019-05-05 22:00 | 0
2019-05-05 23:00 | 0
2019-05-06 | 0
2019-05-06 01:00 | 0
2019-05-06 02:00 | 0
2019-05-06 03:00 | 0
2019-05-06 04:00 | 0
2019-05-06 05:00 | 0
2019-05-06 06:00 | 12.193
2019-05-06 07:00 | 12.514
2019-05-06 08:00 | 12.46
2019-05-06 09:00 | 12.417
2019-05-06 10:00 | 12.41
2019-05-06 11:00 | 12.367
2019-05-06 12:00 | 3.099
2019-05-06 13:00 | 0
2019-05-06 14:00 | 0
2019-05-06 15:00 | 0
2019-05-06 16:00 | 0
2019-05-06 17:00 | 0
2019-05-06 18:00 | 0
2019-05-06 19:00 | 0
2019-05-06 20:00 | 0
2019-05-06 21:00 | 0
2019-05-06 22:00 | 0
2019-05-06 23:00 | 0
2019-05-07 | 0
2019-05-07 01:00 | 0
2019-05-07 02:00 | 0
2019-05-07 03:00 | 0
2019-05-07 04:00 | 0
2019-05-07 05:00 | 0
2019-05-07 06:00 | 0
2019-05-07 07:00 | 0
2019-05-07 08:00 | 0
2019-05-07 09:00 | 0
2019-05-07 10:00 | 0

## Step 1.2 Raw Return Fan Data
Datetime | Return Fan Power (kW)
2019-04-30 10:00 | 12.628
2019-04-30 11:00 | 12.629
2019-04-30 12:00 | 12.636
2019-04-30 13:00 | 12.608
2019-04-30 14:00 | 12.615
2019-04-30 15:00 | 12.62
2019-04-30 16:00 | 12.628
2019-04-30 17:00 | 12.633
2019-04-30 18:00 | 12.671
2019-04-30 19:00 | 12.665
2019-04-30 20:00 | 12.691
2019-04-30 21:00 | 9.726
2019-04-30 22:00 | 0
2019-04-30 23:00 | 0
2019-05-01 | 0
2019-05-01 01:00 | 0
2019-05-01 02:00 | 0
2019-05-01 03:00 | 0
2019-05-01 04:00 | 0
2019-05-01 05:00 | 0
2019-05-01 06:00 | 12.182
2019-05-01 07:00 | 12.755
2019-05-01 08:00 | 12.705
2019-05-01 09:00 | 12.648
2019-05-01 10:00 | 12.683
2019-05-01 11:00 | 12.693
2019-05-01 12:00 | 12.656
2019-05-01 13:00 | 12.257
2019-05-01 14:00 | 12.508
2019-05-01 15:00 | 12.674
2019-05-01 16:00 | 12.667
2019-05-01 17:00 | 12.669
2019-05-01 18:00 | 12.657
2019-05-01 19:00 | 12.628
2019-05-01 20:00 | 12.649
2019-05-01 21:00 | 10.184
2019-05-01 22:00 | 0
2019-05-01 23:00 | 0
2019-05-02 | 0
2019-05-02 01:00 | 0
2019-05-02 02:00 | 0
2019-05-02 03:00 | 0
2019-05-02 04:00 | 0
2019-05-02 05:00 | 0.939
2019-05-02 06:00 | 12.662
2019-05-02 07:00 | 12.567
2019-05-02 08:00 | 12.53
2019-05-02 09:00 | 12.551
2019-05-02 10:00 | 12.523
2019-05-02 11:00 | 12.473
2019-05-02 12:00 | 12.397
2019-05-02 13:00 | 12.37
2019-05-02 14:00 | 12.336
2019-05-02 15:00 | 12.374
2019-05-02 16:00 | 12.428
2019-05-02 17:00 | 12.485
2019-05-02 18:00 | 12.555
2019-05-02 19:00 | 12.544
2019-05-02 20:00 | 12.529
2019-05-02 21:00 | 11.287
2019-05-02 22:00 | 0
2019-05-02 23:00 | 0
2019-05-03 | 0
2019-05-03 01:00 | 0
2019-05-03 02:00 | 0
2019-05-03 03:00 | 0
2019-05-03 04:00 | 0
2019-05-03 05:00 | 0.621
2019-05-03 06:00 | 12.612
2019-05-03 07:00 | 12.405
2019-05-03 08:00 | 12.633
2019-05-03 09:00 | 12.627
2019-05-03 10:00 | 12.603
2019-05-03 11:00 | 12.599
2019-05-03 12:00 | 12.582
2019-05-03 13:00 | 12.575
2019-05-03 14:00 | 12.582
2019-05-03 15:00 | 12.597
2019-05-03 16:00 | 12.597
2019-05-03 17:00 | 12.616
2019-05-03 18:00 | 12.569
2019-05-03 19:00 | 12.569
2019-05-03 20:00 | 7.864
2019-05-03 21:00 | 0.307
2019-05-03 22:00 | 0
2019-05-03 23:00 | 0
2019-05-04 | 0
2019-05-04 01:00 | 0
2019-05-04 02:00 | 0
2019-05-04 03:00 | 0
2019-05-04 04:00 | 0
2019-05-04 05:00 | 0
2019-05-04 06:00 | 0
2019-05-04 07:00 | 0
2019-05-04 08:00 | 0
2019-05-04 09:00 | 0
2019-05-04 10:00 | 0
2019-05-04 11:00 | 0
2019-05-04 12:00 | 0
2019-05-04 13:00 | 0
2019-05-04 14:00 | 0
2019-05-04 15:00 | 0
2019-05-04 16:00 | 0
2019-05-04 17:00 | 0
2019-05-04 18:00 | 0
2019-05-04 19:00 | 0
2019-05-04 20:00 | 0
2019-05-04 21:00 | 0
2019-05-04 22:00 | 0
2019-05-04 23:00 | 0
2019-05-05 | 0
2019-05-05 01:00 | 0
2019-05-05 02:00 | 0
2019-05-05 03:00 | 0
2019-05-05 04:00 | 0
2019-05-05 05:00 | 0
2019-05-05 06:00 | 11.237
2019-05-05 07:00 | 12.217
2019-05-05 08:00 | 12.462
2019-05-05 09:00 | 12.446
2019-05-05 10:00 | 12.401
2019-05-05 11:00 | 12.411
2019-05-05 12:00 | 12.43
2019-05-05 13:00 | 12.44
2019-05-05 14:00 | 12.482
2019-05-05 15:00 | 12.495
2019-05-05 16:00 | 12.486
2019-05-05 17:00 | 12.49
2019-05-05 18:00 | 0.104
2019-05-05 19:00 | 0
2019-05-05 20:00 | 0
2019-05-05 21:00 | 0
2019-05-05 22:00 | 0
2019-05-05 23:00 | 0
2019-05-06 | 0
2019-05-06 01:00 | 0
2019-05-06 02:00 | 0
2019-05-06 03:00 | 0
2019-05-06 04:00 | 0
2019-05-06 05:00 | 0
2019-05-06 06:00 | 12.193
2019-05-06 07:00 | 12.514
2019-05-06 08:00 | 12.46
2019-05-06 09:00 | 12.417
2019-05-06 10:00 | 12.41
2019-05-06 11:00 | 12.367
2019-05-06 12:00 | 3.099
2019-05-06 13:00 | 0
2019-05-06 14:00 | 0
2019-05-06 15:00 | 0
2019-05-06 16:00 | 0
2019-05-06 17:00 | 0
2019-05-06 18:00 | 0
2019-05-06 19:00 | 0
2019-05-06 20:00 | 0
2019-05-06 21:00 | 0
2019-05-06 22:00 | 0
2019-05-06 23:00 | 0
2019-05-07 | 0
2019-05-07 01:00 | 0
2019-05-07 02:00 | 0
2019-05-07 03:00 | 0
2019-05-07 04:00 | 0
2019-05-07 05:00 | 0
2019-05-07 06:00 | 0
2019-05-07 07:00 | 0
2019-05-07 08:00 | 0
2019-05-07 09:00 | 0
2019-05-07 10:00 | 0

## Step 1.3 Date Data
Estimated Operating Period |  | Weeks in Operating Period
Start Date (mm/dd/yyyy hh:mm) | 2020-01-01 01:00 | 52.1429
End Date (mm/dd/yyyy hh:mm) | 2020-12-31 01:00

## Step 2. Day of Week Calcs
Supply Fan Datetime | Hour of Day | Day of Week | Supply Fan Power (kW) | Return Fan Datetime | Hour of Day | Day of Week | Return Fan Power (kW)
2019-04-30 10:00 | 10 | 3 | 12.628 | 2019-04-30 10:00 | 10 | 3 | 12.628
2019-04-30 11:00 | 11 | 3 | 12.629 | 2019-04-30 11:00 | 11 | 3 | 12.629
2019-04-30 12:00 | 12 | 3 | 12.636 | 2019-04-30 12:00 | 12 | 3 | 12.636
2019-04-30 13:00 | 13 | 3 | 12.608 | 2019-04-30 13:00 | 13 | 3 | 12.608
2019-04-30 14:00 | 14 | 3 | 12.615 | 2019-04-30 14:00 | 14 | 3 | 12.615
2019-04-30 15:00 | 15 | 3 | 12.62 | 2019-04-30 15:00 | 15 | 3 | 12.62
2019-04-30 16:00 | 16 | 3 | 12.628 | 2019-04-30 16:00 | 16 | 3 | 12.628
2019-04-30 17:00 | 17 | 3 | 12.633 | 2019-04-30 17:00 | 17 | 3 | 12.633
2019-04-30 18:00 | 18 | 3 | 12.671 | 2019-04-30 18:00 | 18 | 3 | 12.671
2019-04-30 19:00 | 19 | 3 | 12.665 | 2019-04-30 19:00 | 19 | 3 | 12.665
2019-04-30 20:00 | 20 | 3 | 12.691 | 2019-04-30 20:00 | 20 | 3 | 12.691
2019-04-30 21:00 | 21 | 3 | 9.726 | 2019-04-30 21:00 | 21 | 3 | 9.726
2019-04-30 22:00 | 22 | 3 | 0 | 2019-04-30 22:00 | 22 | 3 | 0
2019-04-30 23:00 | 23 | 3 | 0 | 2019-04-30 23:00 | 23 | 3 | 0
2019-05-01 | 0 | 4 | 0 | 2019-05-01 | 0 | 4 | 0
2019-05-01 01:00 | 1 | 4 | 0 | 2019-05-01 01:00 | 1 | 4 | 0
2019-05-01 02:00 | 2 | 4 | 0 | 2019-05-01 02:00 | 2 | 4 | 0
2019-05-01 03:00 | 3 | 4 | 0 | 2019-05-01 03:00 | 3 | 4 | 0
2019-05-01 04:00 | 4 | 4 | 0 | 2019-05-01 04:00 | 4 | 4 | 0
2019-05-01 05:00 | 5 | 4 | 0 | 2019-05-01 05:00 | 5 | 4 | 0
2019-05-01 06:00 | 6 | 4 | 12.182 | 2019-05-01 06:00 | 6 | 4 | 12.182
2019-05-01 07:00 | 7 | 4 | 12.755 | 2019-05-01 07:00 | 7 | 4 | 12.755
2019-05-01 08:00 | 8 | 4 | 12.705 | 2019-05-01 08:00 | 8 | 4 | 12.705
2019-05-01 09:00 | 9 | 4 | 12.648 | 2019-05-01 09:00 | 9 | 4 | 12.648
2019-05-01 10:00 | 10 | 4 | 12.683 | 2019-05-01 10:00 | 10 | 4 | 12.683
2019-05-01 11:00 | 11 | 4 | 12.693 | 2019-05-01 11:00 | 11 | 4 | 12.693
2019-05-01 12:00 | 12 | 4 | 12.656 | 2019-05-01 12:00 | 12 | 4 | 12.656
2019-05-01 13:00 | 13 | 4 | 12.257 | 2019-05-01 13:00 | 13 | 4 | 12.257
2019-05-01 14:00 | 14 | 4 | 12.508 | 2019-05-01 14:00 | 14 | 4 | 12.508
2019-05-01 15:00 | 15 | 4 | 12.674 | 2019-05-01 15:00 | 15 | 4 | 12.674
2019-05-01 16:00 | 16 | 4 | 12.667 | 2019-05-01 16:00 | 16 | 4 | 12.667
2019-05-01 17:00 | 17 | 4 | 12.669 | 2019-05-01 17:00 | 17 | 4 | 12.669
2019-05-01 18:00 | 18 | 4 | 12.657 | 2019-05-01 18:00 | 18 | 4 | 12.657
2019-05-01 19:00 | 19 | 4 | 12.628 | 2019-05-01 19:00 | 19 | 4 | 12.628
2019-05-01 20:00 | 20 | 4 | 12.649 | 2019-05-01 20:00 | 20 | 4 | 12.649
2019-05-01 21:00 | 21 | 4 | 10.184 | 2019-05-01 21:00 | 21 | 4 | 10.184
2019-05-01 22:00 | 22 | 4 | 0 | 2019-05-01 22:00 | 22 | 4 | 0
2019-05-01 23:00 | 23 | 4 | 0 | 2019-05-01 23:00 | 23 | 4 | 0
2019-05-02 | 0 | 5 | 0 | 2019-05-02 | 0 | 5 | 0
2019-05-02 01:00 | 1 | 5 | 0 | 2019-05-02 01:00 | 1 | 5 | 0
2019-05-02 02:00 | 2 | 5 | 0 | 2019-05-02 02:00 | 2 | 5 | 0
2019-05-02 03:00 | 3 | 5 | 0 | 2019-05-02 03:00 | 3 | 5 | 0
2019-05-02 04:00 | 4 | 5 | 0 | 2019-05-02 04:00 | 4 | 5 | 0
2019-05-02 05:00 | 5 | 5 | 0.939 | 2019-05-02 05:00 | 5 | 5 | 0.939
2019-05-02 06:00 | 6 | 5 | 12.662 | 2019-05-02 06:00 | 6 | 5 | 12.662
2019-05-02 07:00 | 7 | 5 | 12.567 | 2019-05-02 07:00 | 7 | 5 | 12.567
2019-05-02 08:00 | 8 | 5 | 12.53 | 2019-05-02 08:00 | 8 | 5 | 12.53
2019-05-02 09:00 | 9 | 5 | 12.551 | 2019-05-02 09:00 | 9 | 5 | 12.551
2019-05-02 10:00 | 10 | 5 | 12.523 | 2019-05-02 10:00 | 10 | 5 | 12.523
2019-05-02 11:00 | 11 | 5 | 12.473 | 2019-05-02 11:00 | 11 | 5 | 12.473
2019-05-02 12:00 | 12 | 5 | 12.397 | 2019-05-02 12:00 | 12 | 5 | 12.397
2019-05-02 13:00 | 13 | 5 | 12.37 | 2019-05-02 13:00 | 13 | 5 | 12.37
2019-05-02 14:00 | 14 | 5 | 12.336 | 2019-05-02 14:00 | 14 | 5 | 12.336
2019-05-02 15:00 | 15 | 5 | 12.374 | 2019-05-02 15:00 | 15 | 5 | 12.374
2019-05-02 16:00 | 16 | 5 | 12.428 | 2019-05-02 16:00 | 16 | 5 | 12.428
2019-05-02 17:00 | 17 | 5 | 12.485 | 2019-05-02 17:00 | 17 | 5 | 12.485
2019-05-02 18:00 | 18 | 5 | 12.555 | 2019-05-02 18:00 | 18 | 5 | 12.555
2019-05-02 19:00 | 19 | 5 | 12.544 | 2019-05-02 19:00 | 19 | 5 | 12.544
2019-05-02 20:00 | 20 | 5 | 12.529 | 2019-05-02 20:00 | 20 | 5 | 12.529
2019-05-02 21:00 | 21 | 5 | 11.287 | 2019-05-02 21:00 | 21 | 5 | 11.287
2019-05-02 22:00 | 22 | 5 | 0 | 2019-05-02 22:00 | 22 | 5 | 0
2019-05-02 23:00 | 23 | 5 | 0 | 2019-05-02 23:00 | 23 | 5 | 0
2019-05-03 | 0 | 6 | 0 | 2019-05-03 | 0 | 6 | 0
2019-05-03 01:00 | 1 | 6 | 0 | 2019-05-03 01:00 | 1 | 6 | 0
2019-05-03 02:00 | 2 | 6 | 0 | 2019-05-03 02:00 | 2 | 6 | 0
2019-05-03 03:00 | 3 | 6 | 0 | 2019-05-03 03:00 | 3 | 6 | 0
2019-05-03 04:00 | 4 | 6 | 0 | 2019-05-03 04:00 | 4 | 6 | 0
2019-05-03 05:00 | 5 | 6 | 0.621 | 2019-05-03 05:00 | 5 | 6 | 0.621
2019-05-03 06:00 | 6 | 6 | 12.612 | 2019-05-03 06:00 | 6 | 6 | 12.612
2019-05-03 07:00 | 7 | 6 | 12.405 | 2019-05-03 07:00 | 7 | 6 | 12.405
2019-05-03 08:00 | 8 | 6 | 12.633 | 2019-05-03 08:00 | 8 | 6 | 12.633
2019-05-03 09:00 | 9 | 6 | 12.627 | 2019-05-03 09:00 | 9 | 6 | 12.627
2019-05-03 10:00 | 10 | 6 | 12.603 | 2019-05-03 10:00 | 10 | 6 | 12.603
2019-05-03 11:00 | 11 | 6 | 12.599 | 2019-05-03 11:00 | 11 | 6 | 12.599
2019-05-03 12:00 | 12 | 6 | 12.582 | 2019-05-03 12:00 | 12 | 6 | 12.582
2019-05-03 13:00 | 13 | 6 | 12.575 | 2019-05-03 13:00 | 13 | 6 | 12.575
2019-05-03 14:00 | 14 | 6 | 12.582 | 2019-05-03 14:00 | 14 | 6 | 12.582
2019-05-03 15:00 | 15 | 6 | 12.597 | 2019-05-03 15:00 | 15 | 6 | 12.597
2019-05-03 16:00 | 16 | 6 | 12.597 | 2019-05-03 16:00 | 16 | 6 | 12.597
2019-05-03 17:00 | 17 | 6 | 12.616 | 2019-05-03 17:00 | 17 | 6 | 12.616
2019-05-03 18:00 | 18 | 6 | 12.569 | 2019-05-03 18:00 | 18 | 6 | 12.569
2019-05-03 19:00 | 19 | 6 | 12.569 | 2019-05-03 19:00 | 19 | 6 | 12.569
2019-05-03 20:00 | 20 | 6 | 7.864 | 2019-05-03 20:00 | 20 | 6 | 7.864
2019-05-03 21:00 | 21 | 6 | 0.307 | 2019-05-03 21:00 | 21 | 6 | 0.307
2019-05-03 22:00 | 22 | 6 | 0 | 2019-05-03 22:00 | 22 | 6 | 0
2019-05-03 23:00 | 23 | 6 | 0 | 2019-05-03 23:00 | 23 | 6 | 0
2019-05-04 | 0 | 7 | 0 | 2019-05-04 | 0 | 7 | 0
2019-05-04 01:00 | 1 | 7 | 0 | 2019-05-04 01:00 | 1 | 7 | 0
2019-05-04 02:00 | 2 | 7 | 0 | 2019-05-04 02:00 | 2 | 7 | 0
2019-05-04 03:00 | 3 | 7 | 0 | 2019-05-04 03:00 | 3 | 7 | 0
2019-05-04 04:00 | 4 | 7 | 0 | 2019-05-04 04:00 | 4 | 7 | 0
2019-05-04 05:00 | 5 | 7 | 0 | 2019-05-04 05:00 | 5 | 7 | 0
2019-05-04 06:00 | 6 | 7 | 0 | 2019-05-04 06:00 | 6 | 7 | 0
2019-05-04 07:00 | 7 | 7 | 0 | 2019-05-04 07:00 | 7 | 7 | 0
2019-05-04 08:00 | 8 | 7 | 0 | 2019-05-04 08:00 | 8 | 7 | 0
2019-05-04 09:00 | 9 | 7 | 0 | 2019-05-04 09:00 | 9 | 7 | 0
2019-05-04 10:00 | 10 | 7 | 0 | 2019-05-04 10:00 | 10 | 7 | 0
2019-05-04 11:00 | 11 | 7 | 0 | 2019-05-04 11:00 | 11 | 7 | 0
2019-05-04 12:00 | 12 | 7 | 0 | 2019-05-04 12:00 | 12 | 7 | 0
2019-05-04 13:00 | 13 | 7 | 0 | 2019-05-04 13:00 | 13 | 7 | 0
2019-05-04 14:00 | 14 | 7 | 0 | 2019-05-04 14:00 | 14 | 7 | 0
2019-05-04 15:00 | 15 | 7 | 0 | 2019-05-04 15:00 | 15 | 7 | 0
2019-05-04 16:00 | 16 | 7 | 0 | 2019-05-04 16:00 | 16 | 7 | 0
2019-05-04 17:00 | 17 | 7 | 0 | 2019-05-04 17:00 | 17 | 7 | 0
2019-05-04 18:00 | 18 | 7 | 0 | 2019-05-04 18:00 | 18 | 7 | 0
2019-05-04 19:00 | 19 | 7 | 0 | 2019-05-04 19:00 | 19 | 7 | 0
2019-05-04 20:00 | 20 | 7 | 0 | 2019-05-04 20:00 | 20 | 7 | 0
2019-05-04 21:00 | 21 | 7 | 0 | 2019-05-04 21:00 | 21 | 7 | 0
2019-05-04 22:00 | 22 | 7 | 0 | 2019-05-04 22:00 | 22 | 7 | 0
2019-05-04 23:00 | 23 | 7 | 0 | 2019-05-04 23:00 | 23 | 7 | 0
2019-05-05 | 0 | 1 | 0 | 2019-05-05 | 0 | 1 | 0
2019-05-05 01:00 | 1 | 1 | 0 | 2019-05-05 01:00 | 1 | 1 | 0
2019-05-05 02:00 | 2 | 1 | 0 | 2019-05-05 02:00 | 2 | 1 | 0
2019-05-05 03:00 | 3 | 1 | 0 | 2019-05-05 03:00 | 3 | 1 | 0
2019-05-05 04:00 | 4 | 1 | 0 | 2019-05-05 04:00 | 4 | 1 | 0
2019-05-05 05:00 | 5 | 1 | 0 | 2019-05-05 05:00 | 5 | 1 | 0
2019-05-05 06:00 | 6 | 1 | 11.237 | 2019-05-05 06:00 | 6 | 1 | 11.237
2019-05-05 07:00 | 7 | 1 | 12.217 | 2019-05-05 07:00 | 7 | 1 | 12.217
2019-05-05 08:00 | 8 | 1 | 12.462 | 2019-05-05 08:00 | 8 | 1 | 12.462
2019-05-05 09:00 | 9 | 1 | 12.446 | 2019-05-05 09:00 | 9 | 1 | 12.446
2019-05-05 10:00 | 10 | 1 | 12.401 | 2019-05-05 10:00 | 10 | 1 | 12.401
2019-05-05 11:00 | 11 | 1 | 12.411 | 2019-05-05 11:00 | 11 | 1 | 12.411
2019-05-05 12:00 | 12 | 1 | 12.43 | 2019-05-05 12:00 | 12 | 1 | 12.43
2019-05-05 13:00 | 13 | 1 | 12.44 | 2019-05-05 13:00 | 13 | 1 | 12.44
2019-05-05 14:00 | 14 | 1 | 12.482 | 2019-05-05 14:00 | 14 | 1 | 12.482
2019-05-05 15:00 | 15 | 1 | 12.495 | 2019-05-05 15:00 | 15 | 1 | 12.495
2019-05-05 16:00 | 16 | 1 | 12.486 | 2019-05-05 16:00 | 16 | 1 | 12.486
2019-05-05 17:00 | 17 | 1 | 12.49 | 2019-05-05 17:00 | 17 | 1 | 12.49
2019-05-05 18:00 | 18 | 1 | 0.104 | 2019-05-05 18:00 | 18 | 1 | 0.104
2019-05-05 19:00 | 19 | 1 | 0 | 2019-05-05 19:00 | 19 | 1 | 0
2019-05-05 20:00 | 20 | 1 | 0 | 2019-05-05 20:00 | 20 | 1 | 0
2019-05-05 21:00 | 21 | 1 | 0 | 2019-05-05 21:00 | 21 | 1 | 0
2019-05-05 22:00 | 22 | 1 | 0 | 2019-05-05 22:00 | 22 | 1 | 0
2019-05-05 23:00 | 23 | 1 | 0 | 2019-05-05 23:00 | 23 | 1 | 0
2019-05-06 | 0 | 2 | 0 | 2019-05-06 | 0 | 2 | 0
2019-05-06 01:00 | 1 | 2 | 0 | 2019-05-06 01:00 | 1 | 2 | 0
2019-05-06 02:00 | 2 | 2 | 0 | 2019-05-06 02:00 | 2 | 2 | 0
2019-05-06 03:00 | 3 | 2 | 0 | 2019-05-06 03:00 | 3 | 2 | 0
2019-05-06 04:00 | 4 | 2 | 0 | 2019-05-06 04:00 | 4 | 2 | 0
2019-05-06 05:00 | 5 | 2 | 0 | 2019-05-06 05:00 | 5 | 2 | 0
2019-05-06 06:00 | 6 | 2 | 12.193 | 2019-05-06 06:00 | 6 | 2 | 12.193
2019-05-06 07:00 | 7 | 2 | 12.514 | 2019-05-06 07:00 | 7 | 2 | 12.514
2019-05-06 08:00 | 8 | 2 | 12.46 | 2019-05-06 08:00 | 8 | 2 | 12.46
2019-05-06 09:00 | 9 | 2 | 12.417 | 2019-05-06 09:00 | 9 | 2 | 12.417
2019-05-06 10:00 | 10 | 2 | 12.41 | 2019-05-06 10:00 | 10 | 2 | 12.41
2019-05-06 11:00 | 11 | 2 | 12.367 | 2019-05-06 11:00 | 11 | 2 | 12.367
2019-05-06 12:00 | 12 | 2 | 3.099 | 2019-05-06 12:00 | 12 | 2 | 3.099
2019-05-06 13:00 | 13 | 2 | 0 | 2019-05-06 13:00 | 13 | 2 | 0
2019-05-06 14:00 | 14 | 2 | 0 | 2019-05-06 14:00 | 14 | 2 | 0
2019-05-06 15:00 | 15 | 2 | 0 | 2019-05-06 15:00 | 15 | 2 | 0
2019-05-06 16:00 | 16 | 2 | 0 | 2019-05-06 16:00 | 16 | 2 | 0
2019-05-06 17:00 | 17 | 2 | 0 | 2019-05-06 17:00 | 17 | 2 | 0
2019-05-06 18:00 | 18 | 2 | 0 | 2019-05-06 18:00 | 18 | 2 | 0
2019-05-06 19:00 | 19 | 2 | 0 | 2019-05-06 19:00 | 19 | 2 | 0
2019-05-06 20:00 | 20 | 2 | 0 | 2019-05-06 20:00 | 20 | 2 | 0
2019-05-06 21:00 | 21 | 2 | 0 | 2019-05-06 21:00 | 21 | 2 | 0
2019-05-06 22:00 | 22 | 2 | 0 | 2019-05-06 22:00 | 22 | 2 | 0
2019-05-06 23:00 | 23 | 2 | 0 | 2019-05-06 23:00 | 23 | 2 | 0
2019-05-07 | 0 | 3 | 0 | 2019-05-07 | 0 | 3 | 0
2019-05-07 01:00 | 1 | 3 | 0 | 2019-05-07 01:00 | 1 | 3 | 0
2019-05-07 02:00 | 2 | 3 | 0 | 2019-05-07 02:00 | 2 | 3 | 0
2019-05-07 03:00 | 3 | 3 | 0 | 2019-05-07 03:00 | 3 | 3 | 0
2019-05-07 04:00 | 4 | 3 | 0 | 2019-05-07 04:00 | 4 | 3 | 0
2019-05-07 05:00 | 5 | 3 | 0 | 2019-05-07 05:00 | 5 | 3 | 0
2019-05-07 06:00 | 6 | 3 | 0 | 2019-05-07 06:00 | 6 | 3 | 0
2019-05-07 07:00 | 7 | 3 | 0 | 2019-05-07 07:00 | 7 | 3 | 0
2019-05-07 08:00 | 8 | 3 | 0 | 2019-05-07 08:00 | 8 | 3 | 0
2019-05-07 09:00 | 9 | 3 | 0 | 2019-05-07 09:00 | 9 | 3 | 0
2019-05-07 10:00 | 10 | 3 | 0 | 2019-05-07 10:00 | 10 | 3 | 0
- | - | - | - | - | - | - | -
- | - | - | - | - | - | - | -
- | - | - | - | - | - | - | -
- | - | - | - | - | - | - | -
- | - | - | - | - | - | - | -
- | - | - | - | - | - | - | -
- | - | - | - | - | - | - | -
- | - | - | - | - | - | - | -
- | - | - | - | - | - | - | -
- | - | - | - | - | - | - | -
- | - | - | - | - | - | - | -
- | - | - | - | - | - | - | -
- | - | - | - | - | - | - | -
- | - | - | - | - | - | - | -
- | - | - | - | - | - | - | -
- | - | - | - | - | - | - | -
- | - | - | - | - | - | - | -
- | - | - | - | - | - | - | -
- | - | - | - | - | - | - | -
- | - | - | - | - | - | - | -
- | - | - | - | - | - | - | -
- | - | - | - | - | - | - | -
- | - | - | - | - | - | - | -
- | - | - | - | - | - | - | -
- | - | - | - | - | - | - | -
- | - | - | - | - | - | - | -
- | - | - | - | - | - | - | -
- | - | - | - | - | - | - | -
- | - | - | - | - | - | - | -
- | - | - | - | - | - | - | -
- | - | - | - | - | - | - | -
- | - | - | - | - | - | - | -
- | - | - | - | - | - | - | -
- | - | - | - | - | - | - | -
- | - | - | - | - | - | - | -
- | - | - | - | - | - | - | -
- | - | - | - | - | - | - | -
- | - | - | - | - | - | - | -
- | - | - | - | - | - | - | -
- | - | - | - | - | - | - | -
- | - | - | - | - | - | - | -
- | - | - | - | - | - | - | -
- | - | - | - | - | - | - | -
- | - | - | - | - | - | - | -
- | - | - | - | - | - | - | -
- | - | - | - | - | - | - | -
- | - | - | - | - | - | - | -
- | - | - | - | - | - | - | -
- | - | - | - | - | - | - | -
- | - | - | - | - | - | - | -
- | - | - | - | - | - | - | -
- | - | - | - | - | - | - | -
- | - | - | - | - | - | - | -
- | - | - | - | - | - | - | -
- | - | - | - | - | - | - | -
- | - | - | - | - | - | - | -
- | - | - | - | - | - | - | -
- | - | - | - | - | - | - | -
- | - | - | - | - | - | - | -
- | - | - | - | - | - | - | -
- | - | - | - | - | - | - | -
- | - | - | - | - | - | - | -
- | - | - | - | - | - | - | -
- | - | - | - | - | - | - | -
- | - | - | - | - | - | - | -
- | - | - | - | - | - | - | -
- | - | - | - | - | - | - | -
- | - | - | - | - | - | - | -
- | - | - | - | - | - | - | -
- | - | - | - | - | - | - | -
- | - | - | - | - | - | - | -
- | - | - | - | - | - | - | -
- | - | - | - | - | - | - | -
- | - | - | - | - | - | - | -
- | - | - | - | - | - | - | -
- | - | - | - | - | - | - | -
- | - | - | - | - | - | - | -
- | - | - | - | - | - | - | -
- | - | - | - | - | - | - | -
- | - | - | - | - | - | - | -
- | - | - | - | - | - | - | -
- | - | - | - | - | - | - | -
- | - | - | - | - | - | - | -
- | - | - | - | - | - | - | -
- | - | - | - | - | - | - | -
- | - | - | - | - | - | - | -
- | - | - | - | - | - | - | -
- | - | - | - | - | - | - | -
- | - | - | - | - | - | - | -
- | - | - | - | - | - | - | -
- | - | - | - | - | - | - | -
- | - | - | - | - | - | - | -
- | - | - | - | - | - | - | -
- | - | - | - | - | - | - | -
- | - | - | - | - | - | - | -
- | - | - | - | - | - | - | -
- | - | - | - | - | - | - | -
- | - | - | - | - | - | - | -
- | - | - | - | - | - | - | -
- | - | - | - | - | - | - | -
- | - | - | - | - | - | - | -
- | - | - | - | - | - | - | -
- | - | - | - | - | - | - | -
- | - | - | - | - | - | - | -
- | - | - | - | - | - | - | -
- | - | - | - | - | - | - | -
- | - | - | - | - | - | - | -
- | - | - | - | - | - | - | -
- | - | - | - | - | - | - | -
- | - | - | - | - | - | - | -
- | - | - | - | - | - | - | -
- | - | - | - | - | - | - | -
- | - | - | - | - | - | - | -
- | - | - | - | - | - | - | -
- | - | - | - | - | - | - | -
- | - | - | - | - | - | - | -
- | - | - | - | - | - | - | -
- | - | - | - | - | - | - | -
- | - | - | - | - | - | - | -
- | - | - | - | - | - | - | -
- | - | - | - | - | - | - | -
- | - | - | - | - | - | - | -
- | - | - | - | - | - | - | -
- | - | - | - | - | - | - | -
- | - | - | - | - | - | - | -
- | - | - | - | - | - | - | -
- | - | - | - | - | - | - | -
- | - | - | - | - | - | - | -
- | - | - | - | - | - | - | -
- | - | - | - | - | - | - | -
- | - | - | - | - | - | - | -
- | - | - | - | - | - | - | -
- | - | - | - | - | - | - | -
- | - | - | - | - | - | - | -
- | - | - | - | - | - | - | -
- | - | - | - | - | - | - | -
- | - | - | - | - | - | - | -
- | - | - | - | - | - | - | -
- | - | - | - | - | - | - | -
- | - | - | - | - | - | - | -
- | - | - | - | - | - | - | -
- | - | - | - | - | - | - | -
- | - | - | - | - | - | - | -
- | - | - | - | - | - | - | -
- | - | - | - | - | - | - | -
- | - | - | - | - | - | - | -
- | - | - | - | - | - | - | -
- | - | - | - | - | - | - | -
- | - | - | - | - | - | - | -
- | - | - | - | - | - | - | -
- | - | - | - | - | - | - | -
- | - | - | - | - | - | - | -
- | - | - | - | - | - | - | -
- | - | - | - | - | - | - | -
- | - | - | - | - | - | - | -
- | - | - | - | - | - | - | -
- | - | - | - | - | - | - | -
- | - | - | - | - | - | - | -
- | - | - | - | - | - | - | -
- | - | - | - | - | - | - | -
- | - | - | - | - | - | - | -
- | - | - | - | - | - | - | -
- | - | - | - | - | - | - | -
- | - | - | - | - | - | - | -
- | - | - | - | - | - | - | -
- | - | - | - | - | - | - | -
- | - | - | - | - | - | - | -
- | - | - | - | - | - | - | -
- | - | - | - | - | - | - | -
- | - | - | - | - | - | - | -
- | - | - | - | - | - | - | -
- | - | - | - | - | - | - | -
- | - | - | - | - | - | - | -
- | - | - | - | - | - | - | -
- | - | - | - | - | - | - | -
- | - | - | - | - | - | - | -
- | - | - | - | - | - | - | -
- | - | - | - | - | - | - | -
- | - | - | - | - | - | - | -
- | - | - | - | - | - | - | -
- | - | - | - | - | - | - | -
- | - | - | - | - | - | - | -
- | - | - | - | - | - | - | -
- | - | - | - | - | - | - | -
- | - | - | - | - | - | - | -
- | - | - | - | - | - | - | -
- | - | - | - | - | - | - | -
- | - | - | - | - | - | - | -
- | - | - | - | - | - | - | -
- | - | - | - | - | - | - | -
- | - | - | - | - | - | - | -
- | - | - | - | - | - | - | -
- | - | - | - | - | - | - | -
- | - | - | - | - | - | - | -
- | - | - | - | - | - | - | -
- | - | - | - | - | - | - | -
- | - | - | - | - | - | - | -
- | - | - | - | - | - | - | -
- | - | - | - | - | - | - | -
- | - | - | - | - | - | - | -
- | - | - | - | - | - | - | -
- | - | - | - | - | - | - | -
- | - | - | - | - | - | - | -
- | - | - | - | - | - | - | -
- | - | - | - | - | - | - | -
- | - | - | - | - | - | - | -
- | - | - | - | - | - | - | -
- | - | - | - | - | - | - | -
- | - | - | - | - | - | - | -
- | - | - | - | - | - | - | -
- | - | - | - | - | - | - | -
- | - | - | - | - | - | - | -
- | - | - | - | - | - | - | -
- | - | - | - | - | - | - | -
- | - | - | - | - | - | - | -
- | - | - | - | - | - | - | -
- | - | - | - | - | - | - | -
- | - | - | - | - | - | - | -
- | - | - | - | - | - | - | -
- | - | - | - | - | - | - | -
- | - | - | - | - | - | - | -
- | - | - | - | - | - | - | -
- | - | - | - | - | - | - | -
- | - | - | - | - | - | - | -
- | - | - | - | - | - | - | -
- | - | - | - | - | - | - | -
- | - | - | - | - | - | - | -
- | - | - | - | - | - | - | -
- | - | - | - | - | - | - | -
- | - | - | - | - | - | - | -
- | - | - | - | - | - | - | -
- | - | - | - | - | - | - | -
- | - | - | - | - | - | - | -
- | - | - | - | - | - | - | -
- | - | - | - | - | - | - | -
- | - | - | - | - | - | - | -
- | - | - | - | - | - | - | -
- | - | - | - | - | - | - | -
- | - | - | - | - | - | - | -
- | - | - | - | - | - | - | -
- | - | - | - | - | - | - | -
- | - | - | - | - | - | - | -
- | - | - | - | - | - | - | -
- | - | - | - | - | - | - | -
- | - | - | - | - | - | - | -
- | - | - | - | - | - | - | -
- | - | - | - | - | - | - | -
- | - | - | - | - | - | - | -
- | - | - | - | - | - | - | -
- | - | - | - | - | - | - | -
- | - | - | - | - | - | - | -
- | - | - | - | - | - | - | -
- | - | - | - | - | - | - | -
- | - | - | - | - | - | - | -
- | - | - | - | - | - | - | -
- | - | - | - | - | - | - | -
- | - | - | - | - | - | - | -
- | - | - | - | - | - | - | -
- | - | - | - | - | - | - | -
- | - | - | - | - | - | - | -
- | - | - | - | - | - | - | -
- | - | - | - | - | - | - | -
- | - | - | - | - | - | - | -
- | - | - | - | - | - | - | -
- | - | - | - | - | - | - | -
- | - | - | - | - | - | - | -
- | - | - | - | - | - | - | -
- | - | - | - | - | - | - | -
- | - | - | - | - | - | - | -
- | - | - | - | - | - | - | -
- | - | - | - | - | - | - | -
- | - | - | - | - | - | - | -
- | - | - | - | - | - | - | -
- | - | - | - | - | - | - | -
- | - | - | - | - | - | - | -
- | - | - | - | - | - | - | -
- | - | - | - | - | - | - | -
- | - | - | - | - | - | - | -
- | - | - | - | - | - | - | -
- | - | - | - | - | - | - | -
- | - | - | - | - | - | - | -
- | - | - | - | - | - | - | -
- | - | - | - | - | - | - | -
- | - | - | - | - | - | - | -
- | - | - | - | - | - | - | -
- | - | - | - | - | - | - | -
- | - | - | - | - | - | - | -
- | - | - | - | - | - | - | -
- | - | - | - | - | - | - | -
- | - | - | - | - | - | - | -
- | - | - | - | - | - | - | -
- | - | - | - | - | - | - | -
- | - | - | - | - | - | - | -
- | - | - | - | - | - | - | -
- | - | - | - | - | - | - | -
- | - | - | - | - | - | - | -
- | - | - | - | - | - | - | -
- | - | - | - | - | - | - | -
- | - | - | - | - | - | - | -
- | - | - | - | - | - | - | -
- | - | - | - | - | - | - | -
- | - | - | - | - | - | - | -
- | - | - | - | - | - | - | -
- | - | - | - | - | - | - | -
- | - | - | - | - | - | - | -
- | - | - | - | - | - | - | -
- | - | - | - | - | - | - | -
- | - | - | - | - | - | - | -
- | - | - | - | - | - | - | -
- | - | - | - | - | - | - | -
- | - | - | - | - | - | - | -
- | - | - | - | - | - | - | -
- | - | - | - | - | - | - | -
- | - | - | - | - | - | - | -
- | - | - | - | - | - | - | -
- | - | - | - | - | - | - | -
- | - | - | - | - | - | - | -
- | - | - | - | - | - | - | -
- | - | - | - | - | - | - | -
- | - | - | - | - | - | - | -
- | - | - | - | - | - | - | -
- | - | - | - | - | - | - | -
- | - | - | - | - | - | - | -
- | - | - | - | - | - | - | -
- | - | - | - | - | - | - | -
- | - | - | - | - | - | - | -
- | - | - | - | - | - | - | -
- | - | - | - | - | - | - | -
- | - | - | - | - | - | - | -
- | - | - | - | - | - | - | -
- | - | - | - | - | - | - | -
- | - | - | - | - | - | - | -
- | - | - | - | - | - | - | -
- | - | - | - | - | - | - | -
- | - | - | - | - | - | - | -
- | - | - | - | - | - | - | -
- | - | - | - | - | - | - | -
- | - | - | - | - | - | - | -
- | - | - | - | - | - | - | -
- | - | - | - | - | - | - | -
- | - | - | - | - | - | - | -
- | - | - | - | - | - | - | -
- | - | - | - | - | - | - | -
- | - | - | - | - | - | - | -
- | - | - | - | - | - | - | -
- | - | - | - | - | - | - | -
- | - | - | - | - | - | - | -
- | - | - | - | - | - | - | -
- | - | - | - | - | - | - | -
- | - | - | - | - | - | - | -
- | - | - | - | - | - | - | -
- | - | - | - | - | - | - | -
- | - | - | - | - | - | - | -
- | - | - | - | - | - | - | -
- | - | - | - | - | - | - | -
- | - | - | - | - | - | - | -
- | - | - | - | - | - | - | -
- | - | - | - | - | - | - | -
- | - | - | - | - | - | - | -
- | - | - | - | - | - | - | -
- | - | - | - | - | - | - | -
- | - | - | - | - | - | - | -
- | - | - | - | - | - | - | -
- | - | - | - | - | - | - | -
- | - | - | - | - | - | - | -
- | - | - | - | - | - | - | -
- | - | - | - | - | - | - | -
- | - | - | - | - | - | - | -
- | - | - | - | - | - | - | -
- | - | - | - | - | - | - | -
- | - | - | - | - | - | - | -
- | - | - | - | - | - | - | -
- | - | - | - | - | - | - | -
- | - | - | - | - | - | - | -
- | - | - | - | - | - | - | -
- | - | - | - | - | - | - | -
- | - | - | - | - | - | - | -
- | - | - | - | - | - | - | -
- | - | - | - | - | - | - | -
- | - | - | - | - | - | - | -
- | - | - | - | - | - | - | -
- | - | - | - | - | - | - | -
- | - | - | - | - | - | - | -
- | - | - | - | - | - | - | -
- | - | - | - | - | - | - | -
- | - | - | - | - | - | - | -
- | - | - | - | - | - | - | -
- | - | - | - | - | - | - | -
- | - | - | - | - | - | - | -
- | - | - | - | - | - | - | -
- | - | - | - | - | - | - | -
- | - | - | - | - | - | - | -
- | - | - | - | - | - | - | -
- | - | - | - | - | - | - | -
- | - | - | - | - | - | - | -
- | - | - | - | - | - | - | -
- | - | - | - | - | - | - | -
- | - | - | - | - | - | - | -
- | - | - | - | - | - | - | -
- | - | - | - | - | - | - | -
- | - | - | - | - | - | - | -
- | - | - | - | - | - | - | -
- | - | - | - | - | - | - | -
- | - | - | - | - | - | - | -
- | - | - | - | - | - | - | -
- | - | - | - | - | - | - | -
- | - | - | - | - | - | - | -
- | - | - | - | - | - | - | -
- | - | - | - | - | - | - | -
- | - | - | - | - | - | - | -
- | - | - | - | - | - | - | -
- | - | - | - | - | - | - | -
- | - | - | - | - | - | - | -
- | - | - | - | - | - | - | -
- | - | - | - | - | - | - | -
- | - | - | - | - | - | - | -
- | - | - | - | - | - | - | -
- | - | - | - | - | - | - | -
- | - | - | - | - | - | - | -
- | - | - | - | - | - | - | -
- | - | - | - | - | - | - | -
- | - | - | - | - | - | - | -
- | - | - | - | - | - | - | -
- | - | - | - | - | - | - | -
- | - | - | - | - | - | - | -
- | - | - | - | - | - | - | -
- | - | - | - | - | - | - | -
- | - | - | - | - | - | - | -
- | - | - | - | - | - | - | -
- | - | - | - | - | - | - | -
- | - | - | - | - | - | - | -
- | - | - | - | - | - | - | -
- | - | - | - | - | - | - | -
- | - | - | - | - | - | - | -
- | - | - | - | - | - | - | -
- | - | - | - | - | - | - | -
- | - | - | - | - | - | - | -
- | - | - | - | - | - | - | -
- | - | - | - | - | - | - | -
- | - | - | - | - | - | - | -
- | - | - | - | - | - | - | -
- | - | - | - | - | - | - | -
- | - | - | - | - | - | - | -
- | - | - | - | - | - | - | -
- | - | - | - | - | - | - | -
- | - | - | - | - | - | - | -
- | - | - | - | - | - | - | -
- | - | - | - | - | - | - | -
- | - | - | - | - | - | - | -
- | - | - | - | - | - | - | -
- | - | - | - | - | - | - | -
- | - | - | - | - | - | - | -
- | - | - | - | - | - | - | -
- | - | - | - | - | - | - | -
- | - | - | - | - | - | - | -
- | - | - | - | - | - | - | -
- | - | - | - | - | - | - | -
- | - | - | - | - | - | - | -
- | - | - | - | - | - | - | -
- | - | - | - | - | - | - | -
- | - | - | - | - | - | - | -
- | - | - | - | - | - | - | -
- | - | - | - | - | - | - | -
- | - | - | - | - | - | - | -
- | - | - | - | - | - | - | -
- | - | - | - | - | - | - | -
- | - | - | - | - | - | - | -
- | - | - | - | - | - | - | -
- | - | - | - | - | - | - | -
- | - | - | - | - | - | - | -
- | - | - | - | - | - | - | -
- | - | - | - | - | - | - | -
- | - | - | - | - | - | - | -
- | - | - | - | - | - | - | -
- | - | - | - | - | - | - | -
- | - | - | - | - | - | - | -
- | - | - | - | - | - | - | -
- | - | - | - | - | - | - | -
- | - | - | - | - | - | - | -
- | - | - | - | - | - | - | -
- | - | - | - | - | - | - | -
- | - | - | - | - | - | - | -
- | - | - | - | - | - | - | -
- | - | - | - | - | - | - | -
- | - | - | - | - | - | - | -
- | - | - | - | - | - | - | -
- | - | - | - | - | - | - | -
- | - | - | - | - | - | - | -
- | - | - | - | - | - | - | -
- | - | - | - | - | - | - | -
- | - | - | - | - | - | - | -
- | - | - | - | - | - | - | -
- | - | - | - | - | - | - | -
- | - | - | - | - | - | - | -
- | - | - | - | - | - | - | -
- | - | - | - | - | - | - | -
- | - | - | - | - | - | - | -
- | - | - | - | - | - | - | -
- | - | - | - | - | - | - | -
- | - | - | - | - | - | - | -
- | - | - | - | - | - | - | -
- | - | - | - | - | - | - | -
- | - | - | - | - | - | - | -
- | - | - | - | - | - | - | -
- | - | - | - | - | - | - | -
- | - | - | - | - | - | - | -
- | - | - | - | - | - | - | -
- | - | - | - | - | - | - | -
- | - | - | - | - | - | - | -
- | - | - | - | - | - | - | -
- | - | - | - | - | - | - | -
- | - | - | - | - | - | - | -
- | - | - | - | - | - | - | -
- | - | - | - | - | - | - | -
- | - | - | - | - | - | - | -
- | - | - | - | - | - | - | -
- | - | - | - | - | - | - | -
- | - | - | - | - | - | - | -
- | - | - | - | - | - | - | -
- | - | - | - | - | - | - | -
- | - | - | - | - | - | - | -
- | - | - | - | - | - | - | -
- | - | - | - | - | - | - | -
- | - | - | - | - | - | - | -
- | - | - | - | - | - | - | -
- | - | - | - | - | - | - | -
- | - | - | - | - | - | - | -
- | - | - | - | - | - | - | -
- | - | - | - | - | - | - | -
- | - | - | - | - | - | - | -
- | - | - | - | - | - | - | -
- | - | - | - | - | - | - | -
- | - | - | - | - | - | - | -
- | - | - | - | - | - | - | -
- | - | - | - | - | - | - | -
- | - | - | - | - | - | - | -
- | - | - | - | - | - | - | -
- | - | - | - | - | - | - | -
- | - | - | - | - | - | - | -
- | - | - | - | - | - | - | -
- | - | - | - | - | - | - | -
- | - | - | - | - | - | - | -
- | - | - | - | - | - | - | -
- | - | - | - | - | - | - | -
- | - | - | - | - | - | - | -
- | - | - | - | - | - | - | -
- | - | - | - | - | - | - | -
- | - | - | - | - | - | - | -
- | - | - | - | - | - | - | -
- | - | - | - | - | - | - | -
- | - | - | - | - | - | - | -
- | - | - | - | - | - | - | -
- | - | - | - | - | - | - | -
- | - | - | - | - | - | - | -
- | - | - | - | - | - | - | -
- | - | - | - | - | - | - | -
- | - | - | - | - | - | - | -
- | - | - | - | - | - | - | -
- | - | - | - | - | - | - | -
- | - | - | - | - | - | - | -
- | - | - | - | - | - | - | -
- | - | - | - | - | - | - | -
- | - | - | - | - | - | - | -
- | - | - | - | - | - | - | -
- | - | - | - | - | - | - | -
- | - | - | - | - | - | - | -
- | - | - | - | - | - | - | -
- | - | - | - | - | - | - | -
- | - | - | - | - | - | - | -
- | - | - | - | - | - | - | -
- | - | - | - | - | - | - | -
- | - | - | - | - | - | - | -
- | - | - | - | - | - | - | -
- | - | - | - | - | - | - | -
- | - | - | - | - | - | - | -
- | - | - | - | - | - | - | -
- | - | - | - | - | - | - | -
- | - | - | - | - | - | - | -
- | - | - | - | - | - | - | -
- | - | - | - | - | - | - | -
- | - | - | - | - | - | - | -
- | - | - | - | - | - | - | -
- | - | - | - | - | - | - | -
- | - | - | - | - | - | - | -
- | - | - | - | - | - | - | -
- | - | - | - | - | - | - | -
- | - | - | - | - | - | - | -
- | - | - | - | - | - | - | -
- | - | - | - | - | - | - | -
- | - | - | - | - | - | - | -
- | - | - | - | - | - | - | -
- | - | - | - | - | - | - | -
- | - | - | - | - | - | - | -
- | - | - | - | - | - | - | -
- | - | - | - | - | - | - | -
- | - | - | - | - | - | - | -
- | - | - | - | - | - | - | -
- | - | - | - | - | - | - | -
- | - | - | - | - | - | - | -
- | - | - | - | - | - | - | -
- | - | - | - | - | - | - | -
- | - | - | - | - | - | - | -
- | - | - | - | - | - | - | -
- | - | - | - | - | - | - | -
- | - | - | - | - | - | - | -
- | - | - | - | - | - | - | -
- | - | - | - | - | - | - | -
- | - | - | - | - | - | - | -
- | - | - | - | - | - | - | -
- | - | - | - | - | - | - | -
- | - | - | - | - | - | - | -
- | - | - | - | - | - | - | -
- | - | - | - | - | - | - | -
- | - | - | - | - | - | - | -
- | - | - | - | - | - | - | -
- | - | - | - | - | - | - | -
- | - | - | - | - | - | - | -
- | - | - | - | - | - | - | -
- | - | - | - | - | - | - | -
- | - | - | - | - | - | - | -
- | - | - | - | - | - | - | -
- | - | - | - | - | - | - | -
- | - | - | - | - | - | - | -
- | - | - | - | - | - | - | -
- | - | - | - | - | - | - | -
- | - | - | - | - | - | - | -
- | - | - | - | - | - | - | -
- | - | - | - | - | - | - | -
- | - | - | - | - | - | - | -
- | - | - | - | - | - | - | -
- | - | - | - | - | - | - | -
- | - | - | - | - | - | - | -
- | - | - | - | - | - | - | -
- | - | - | - | - | - | - | -
- | - | - | - | - | - | - | -
- | - | - | - | - | - | - | -
- | - | - | - | - | - | - | -
- | - | - | - | - | - | - | -
- | - | - | - | - | - | - | -
- | - | - | - | - | - | - | -
- | - | - | - | - | - | - | -
- | - | - | - | - | - | - | -
- | - | - | - | - | - | - | -
- | - | - | - | - | - | - | -
- | - | - | - | - | - | - | -
- | - | - | - | - | - | - | -
- | - | - | - | - | - | - | -
- | - | - | - | - | - | - | -
- | - | - | - | - | - | - | -
- | - | - | - | - | - | - | -
- | - | - | - | - | - | - | -
- | - | - | - | - | - | - | -
- | - | - | - | - | - | - | -
- | - | - | - | - | - | - | -
- | - | - | - | - | - | - | -
- | - | - | - | - | - | - | -
- | - | - | - | - | - | - | -
- | - | - | - | - | - | - | -
- | - | - | - | - | - | - | -
- | - | - | - | - | - | - | -
- | - | - | - | - | - | - | -
- | - | - | - | - | - | - | -
- | - | - | - | - | - | - | -
- | - | - | - | - | - | - | -
- | - | - | - | - | - | - | -
- | - | - | - | - | - | - | -
- | - | - | - | - | - | - | -
- | - | - | - | - | - | - | -
- | - | - | - | - | - | - | -
- | - | - | - | - | - | - | -
- | - | - | - | - | - | - | -
- | - | - | - | - | - | - | -
- | - | - | - | - | - | - | -
- | - | - | - | - | - | - | -
- | - | - | - | - | - | - | -
- | - | - | - | - | - | - | -
- | - | - | - | - | - | - | -
- | - | - | - | - | - | - | -
- | - | - | - | - | - | - | -
- | - | - | - | - | - | - | -
- | - | - | - | - | - | - | -
- | - | - | - | - | - | - | -
- | - | - | - | - | - | - | -
- | - | - | - | - | - | - | -
- | - | - | - | - | - | - | -
- | - | - | - | - | - | - | -
- | - | - | - | - | - | - | -
- | - | - | - | - | - | - | -
- | - | - | - | - | - | - | -
- | - | - | - | - | - | - | -
- | - | - | - | - | - | - | -
- | - | - | - | - | - | - | -
- | - | - | - | - | - | - | -
- | - | - | - | - | - | - | -
- | - | - | - | - | - | - | -
- | - | - | - | - | - | - | -
- | - | - | - | - | - | - | -
- | - | - | - | - | - | - | -
- | - | - | - | - | - | - | -
- | - | - | - | - | - | - | -
- | - | - | - | - | - | - | -
- | - | - | - | - | - | - | -
- | - | - | - | - | - | - | -
- | - | - | - | - | - | - | -
- | - | - | - | - | - | - | -
- | - | - | - | - | - | - | -
- | - | - | - | - | - | - | -
- | - | - | - | - | - | - | -
- | - | - | - | - | - | - | -
- | - | - | - | - | - | - | -
- | - | - | - | - | - | - | -
- | - | - | - | - | - | - | -
- | - | - | - | - | - | - | -
- | - | - | - | - | - | - | -
- | - | - | - | - | - | - | -
- | - | - | - | - | - | - | -
- | - | - | - | - | - | - | -
- | - | - | - | - | - | - | -
- | - | - | - | - | - | - | -
- | - | - | - | - | - | - | -
- | - | - | - | - | - | - | -
- | - | - | - | - | - | - | -
- | - | - | - | - | - | - | -
- | - | - | - | - | - | - | -
- | - | - | - | - | - | - | -
- | - | - | - | - | - | - | -
- | - | - | - | - | - | - | -
- | - | - | - | - | - | - | -
- | - | - | - | - | - | - | -
- | - | - | - | - | - | - | -
- | - | - | - | - | - | - | -
- | - | - | - | - | - | - | -
- | - | - | - | - | - | - | -
- | - | - | - | - | - | - | -
- | - | - | - | - | - | - | -
- | - | - | - | - | - | - | -
- | - | - | - | - | - | - | -
- | - | - | - | - | - | - | -
- | - | - | - | - | - | - | -
- | - | - | - | - | - | - | -
- | - | - | - | - | - | - | -
- | - | - | - | - | - | - | -
- | - | - | - | - | - | - | -
- | - | - | - | - | - | - | -
- | - | - | - | - | - | - | -
- | - | - | - | - | - | - | -
- | - | - | - | - | - | - | -
- | - | - | - | - | - | - | -
- | - | - | - | - | - | - | -
- | - | - | - | - | - | - | -
- | - | - | - | - | - | - | -
- | - | - | - | - | - | - | -
- | - | - | - | - | - | - | -
- | - | - | - | - | - | - | -
- | - | - | - | - | - | - | -
- | - | - | - | - | - | - | -
- | - | - | - | - | - | - | -
- | - | - | - | - | - | - | -
- | - | - | - | - | - | - | -
- | - | - | - | - | - | - | -
- | - | - | - | - | - | - | -
- | - | - | - | - | - | - | -
- | - | - | - | - | - | - | -
- | - | - | - | - | - | - | -
- | - | - | - | - | - | - | -
- | - | - | - | - | - | - | -
- | - | - | - | - | - | - | -
- | - | - | - | - | - | - | -
- | - | - | - | - | - | - | -
- | - | - | - | - | - | - | -
- | - | - | - | - | - | - | -
- | - | - | - | - | - | - | -
- | - | - | - | - | - | - | -
- | - | - | - | - | - | - | -
- | - | - | - | - | - | - | -
- | - | - | - | - | - | - | -
- | - | - | - | - | - | - | -
- | - | - | - | - | - | - | -
- | - | - | - | - | - | - | -
- | - | - | - | - | - | - | -
- | - | - | - | - | - | - | -
- | - | - | - | - | - | - | -
- | - | - | - | - | - | - | -
- | - | - | - | - | - | - | -
- | - | - | - | - | - | - | -
- | - | - | - | - | - | - | -
- | - | - | - | - | - | - | -
- | - | - | - | - | - | - | -
- | - | - | - | - | - | - | -
- | - | - | - | - | - | - | -
- | - | - | - | - | - | - | -
- | - | - | - | - | - | - | -
- | - | - | - | - | - | - | -
- | - | - | - | - | - | - | -
- | - | - | - | - | - | - | -
- | - | - | - | - | - | - | -
- | - | - | - | - | - | - | -
- | - | - | - | - | - | - | -
- | - | - | - | - | - | - | -
- | - | - | - | - | - | - | -
- | - | - | - | - | - | - | -
- | - | - | - | - | - | - | -
- | - | - | - | - | - | - | -
- | - | - | - | - | - | - | -
- | - | - | - | - | - | - | -
- | - | - | - | - | - | - | -
- | - | - | - | - | - | - | -
- | - | - | - | - | - | - | -
- | - | - | - | - | - | - | -
- | - | - | - | - | - | - | -
- | - | - | - | - | - | - | -
- | - | - | - | - | - | - | -
- | - | - | - | - | - | - | -
- | - | - | - | - | - | - | -
- | - | - | - | - | - | - | -
- | - | - | - | - | - | - | -
- | - | - | - | - | - | - | -
- | - | - | - | - | - | - | -
- | - | - | - | - | - | - | -
- | - | - | - | - | - | - | -
- | - | - | - | - | - | - | -
- | - | - | - | - | - | - | -
- | - | - | - | - | - | - | -
- | - | - | - | - | - | - | -
- | - | - | - | - | - | - | -
- | - | - | - | - | - | - | -
- | - | - | - | - | - | - | -
- | - | - | - | - | - | - | -
- | - | - | - | - | - | - | -
- | - | - | - | - | - | - | -
- | - | - | - | - | - | - | -
- | - | - | - | - | - | - | -
- | - | - | - | - | - | - | -
- | - | - | - | - | - | - | -
- | - | - | - | - | - | - | -
- | - | - | - | - | - | - | -
- | - | - | - | - | - | - | -
- | - | - | - | - | - | - | -
- | - | - | - | - | - | - | -
- | - | - | - | - | - | - | -
- | - | - | - | - | - | - | -
- | - | - | - | - | - | - | -
- | - | - | - | - | - | - | -
- | - | - | - | - | - | - | -
- | - | - | - | - | - | - | -
- | - | - | - | - | - | - | -
- | - | - | - | - | - | - | -
- | - | - | - | - | - | - | -
- | - | - | - | - | - | - | -
- | - | - | - | - | - | - | -
- | - | - | - | - | - | - | -
- | - | - | - | - | - | - | -
- | - | - | - | - | - | - | -
- | - | - | - | - | - | - | -
- | - | - | - | - | - | - | -
- | - | - | - | - | - | - | -
- | - | - | - | - | - | - | -
- | - | - | - | - | - | - | -
- | - | - | - | - | - | - | -
- | - | - | - | - | - | - | -
- | - | - | - | - | - | - | -
- | - | - | - | - | - | - | -
- | - | - | - | - | - | - | -
- | - | - | - | - | - | - | -
- | - | - | - | - | - | - | -
- | - | - | - | - | - | - | -
- | - | - | - | - | - | - | -
- | - | - | - | - | - | - | -
- | - | - | - | - | - | - | -
- | - | - | - | - | - | - | -
- | - | - | - | - | - | - | -
- | - | - | - | - | - | - | -
- | - | - | - | - | - | - | -
- | - | - | - | - | - | - | -
- | - | - | - | - | - | - | -
- | - | - | - | - | - | - | -
- | - | - | - | - | - | - | -
- | - | - | - | - | - | - | -
- | - | - | - | - | - | - | -
- | - | - | - | - | - | - | -
- | - | - | - | - | - | - | -
- | - | - | - | - | - | - | -
- | - | - | - | - | - | - | -
- | - | - | - | - | - | - | -
- | - | - | - | - | - | - | -
- | - | - | - | - | - | - | -
- | - | - | - | - | - | - | -
- | - | - | - | - | - | - | -
- | - | - | - | - | - | - | -
- | - | - | - | - | - | - | -
- | - | - | - | - | - | - | -
- | - | - | - | - | - | - | -
- | - | - | - | - | - | - | -
- | - | - | - | - | - | - | -
- | - | - | - | - | - | - | -
- | - | - | - | - | - | - | -
- | - | - | - | - | - | - | -
- | - | - | - | - | - | - | -
- | - | - | - | - | - | - | -
- | - | - | - | - | - | - | -
- | - | - | - | - | - | - | -
- | - | - | - | - | - | - | -
- | - | - | - | - | - | - | -
- | - | - | - | - | - | - | -
- | - | - | - | - | - | - | -
- | - | - | - | - | - | - | -
- | - | - | - | - | - | - | -
- | - | - | - | - | - | - | -
- | - | - | - | - | - | - | -
- | - | - | - | - | - | - | -
- | - | - | - | - | - | - | -
- | - | - | - | - | - | - | -
- | - | - | - | - | - | - | -
- | - | - | - | - | - | - | -
- | - | - | - | - | - | - | -
- | - | - | - | - | - | - | -
- | - | - | - | - | - | - | -
- | - | - | - | - | - | - | -
- | - | - | - | - | - | - | -
- | - | - | - | - | - | - | -
- | - | - | - | - | - | - | -
- | - | - | - | - | - | - | -
- | - | - | - | - | - | - | -
- | - | - | - | - | - | - | -
- | - | - | - | - | - | - | -
- | - | - | - | - | - | - | -
- | - | - | - | - | - | - | -
- | - | - | - | - | - | - | -
- | - | - | - | - | - | - | -
- | - | - | - | - | - | - | -
- | - | - | - | - | - | - | -
- | - | - | - | - | - | - | -
- | - | - | - | - | - | - | -
- | - | - | - | - | - | - | -
- | - | - | - | - | - | - | -
- | - | - | - | - | - | - | -
- | - | - | - | - | - | - | -
- | - | - | - | - | - | - | -
- | - | - | - | - | - | - | -
- | - | - | - | - | - | - | -
- | - | - | - | - | - | - | -
- | - | - | - | - | - | - | -
- | - | - | - | - | - | - | -
- | - | - | - | - | - | - | -
- | - | - | - | - | - | - | -
- | - | - | - | - | - | - | -
- | - | - | - | - | - | - | -
- | - | - | - | - | - | - | -
- | - | - | - | - | - | - | -
- | - | - | - | - | - | - | -
- | - | - | - | - | - | - | -
- | - | - | - | - | - | - | -
- | - | - | - | - | - | - | -
- | - | - | - | - | - | - | -
- | - | - | - | - | - | - | -
- | - | - | - | - | - | - | -
- | - | - | - | - | - | - | -
- | - | - | - | - | - | - | -
- | - | - | - | - | - | - | -
- | - | - | - | - | - | - | -
- | - | - | - | - | - | - | -
- | - | - | - | - | - | - | -
- | - | - | - | - | - | - | -
- | - | - | - | - | - | - | -
- | - | - | - | - | - | - | -
- | - | - | - | - | - | - | -
- | - | - | - | - | - | - | -
- | - | - | - | - | - | - | -
- | - | - | - | - | - | - | -
- | - | - | - | - | - | - | -
- | - | - | - | - | - | - | -
- | - | - | - | - | - | - | -
- | - | - | - | - | - | - | -
- | - | - | - | - | - | - | -
- | - | - | - | - | - | - | -
- | - | - | - | - | - | - | -
- | - | - | - | - | - | - | -
- | - | - | - | - | - | - | -
- | - | - | - | - | - | - | -
- | - | - | - | - | - | - | -
- | - | - | - | - | - | - | -
- | - | - | - | - | - | - | -
- | - | - | - | - | - | - | -
- | - | - | - | - | - | - | -
- | - | - | - | - | - | - | -
- | - | - | - | - | - | - | -
- | - | - | - | - | - | - | -
- | - | - | - | - | - | - | -
- | - | - | - | - | - | - | -
- | - | - | - | - | - | - | -
- | - | - | - | - | - | - | -
- | - | - | - | - | - | - | -
- | - | - | - | - | - | - | -
- | - | - | - | - | - | - | -
- | - | - | - | - | - | - | -
- | - | - | - | - | - | - | -
- | - | - | - | - | - | - | -
- | - | - | - | - | - | - | -
- | - | - | - | - | - | - | -
- | - | - | - | - | - | - | -
- | - | - | - | - | - | - | -
- | - | - | - | - | - | - | -
- | - | - | - | - | - | - | -
- | - | - | - | - | - | - | -
- | - | - | - | - | - | - | -
- | - | - | - | - | - | - | -
- | - | - | - | - | - | - | -
- | - | - | - | - | - | - | -
- | - | - | - | - | - | - | -
- | - | - | - | - | - | - | -
- | - | - | - | - | - | - | -
- | - | - | - | - | - | - | -
- | - | - | - | - | - | - | -
- | - | - | - | - | - | - | -
- | - | - | - | - | - | - | -
- | - | - | - | - | - | - | -
- | - | - | - | - | - | - | -
- | - | - | - | - | - | - | -
- | - | - | - | - | - | - | -
- | - | - | - | - | - | - | -
- | - | - | - | - | - | - | -
- | - | - | - | - | - | - | -
- | - | - | - | - | - | - | -
- | - | - | - | - | - | - | -
- | - | - | - | - | - | - | -
- | - | - | - | - | - | - | -
- | - | - | - | - | - | - | -
- | - | - | - | - | - | - | -
- | - | - | - | - | - | - | -
- | - | - | - | - | - | - | -
- | - | - | - | - | - | - | -
- | - | - | - | - | - | - | -
- | - | - | - | - | - | - | -
- | - | - | - | - | - | - | -
- | - | - | - | - | - | - | -
- | - | - | - | - | - | - | -
- | - | - | - | - | - | - | -
- | - | - | - | - | - | - | -
- | - | - | - | - | - | - | -
- | - | - | - | - | - | - | -
- | - | - | - | - | - | - | -
- | - | - | - | - | - | - | -
- | - | - | - | - | - | - | -
- | - | - | - | - | - | - | -
- | - | - | - | - | - | - | -
- | - | - | - | - | - | - | -
- | - | - | - | - | - | - | -
- | - | - | - | - | - | - | -
- | - | - | - | - | - | - | -
- | - | - | - | - | - | - | -
- | - | - | - | - | - | - | -
- | - | - | - | - | - | - | -
- | - | - | - | - | - | - | -
- | - | - | - | - | - | - | -
- | - | - | - | - | - | - | -
- | - | - | - | - | - | - | -
- | - | - | - | - | - | - | -
- | - | - | - | - | - | - | -
- | - | - | - | - | - | - | -
- | - | - | - | - | - | - | -
- | - | - | - | - | - | - | -
- | - | - | - | - | - | - | -
- | - | - | - | - | - | - | -
- | - | - | - | - | - | - | -
- | - | - | - | - | - | - | -
- | - | - | - | - | - | - | -
- | - | - | - | - | - | - | -
- | - | - | - | - | - | - | -
- | - | - | - | - | - | - | -
- | - | - | - | - | - | - | -
- | - | - | - | - | - | - | -
- | - | - | - | - | - | - | -
- | - | - | - | - | - | - | -
- | - | - | - | - | - | - | -
- | - | - | - | - | - | - | -
- | - | - | - | - | - | - | -
- | - | - | - | - | - | - | -
- | - | - | - | - | - | - | -
- | - | - | - | - | - | - | -
- | - | - | - | - | - | - | -
- | - | - | - | - | - | - | -
- | - | - | - | - | - | - | -
- | - | - | - | - | - | - | -
- | - | - | - | - | - | - | -
- | - | - | - | - | - | - | -
- | - | - | - | - | - | - | -
- | - | - | - | - | - | - | -
- | - | - | - | - | - | - | -
- | - | - | - | - | - | - | -
- | - | - | - | - | - | - | -
- | - | - | - | - | - | - | -
- | - | - | - | - | - | - | -
- | - | - | - | - | - | - | -
- | - | - | - | - | - | - | -
- | - | - | - | - | - | - | -
- | - | - | - | - | - | - | -
- | - | - | - | - | - | - | -
- | - | - | - | - | - | - | -
- | - | - | - | - | - | - | -
- | - | - | - | - | - | - | -
- | - | - | - | - | - | - | -
- | - | - | - | - | - | - | -
- | - | - | - | - | - | - | -
- | - | - | - | - | - | - | -
- | - | - | - | - | - | - | -
- | - | - | - | - | - | - | -
- | - | - | - | - | - | - | -
- | - | - | - | - | - | - | -
- | - | - | - | - | - | - | -
- | - | - | - | - | - | - | -
- | - | - | - | - | - | - | -
- | - | - | - | - | - | - | -
- | - | - | - | - | - | - | -
- | - | - | - | - | - | - | -
- | - | - | - | - | - | - | -
- | - | - | - | - | - | - | -
- | - | - | - | - | - | - | -
- | - | - | - | - | - | - | -
- | - | - | - | - | - | - | -
- | - | - | - | - | - | - | -
- | - | - | - | - | - | - | -
- | - | - | - | - | - | - | -
- | - | - | - | - | - | - | -
- | - | - | - | - | - | - | -
- | - | - | - | - | - | - | -
- | - | - | - | - | - | - | -
- | - | - | - | - | - | - | -
- | - | - | - | - | - | - | -
- | - | - | - | - | - | - | -
- | - | - | - | - | - | - | -
- | - | - | - | - | - | - | -
- | - | - | - | - | - | - | -
- | - | - | - | - | - | - | -
- | - | - | - | - | - | - | -
- | - | - | - | - | - | - | -
- | - | - | - | - | - | - | -
- | - | - | - | - | - | - | -
- | - | - | - | - | - | - | -
- | - | - | - | - | - | - | -
- | - | - | - | - | - | - | -
- | - | - | - | - | - | - | -
- | - | - | - | - | - | - | -
- | - | - | - | - | - | - | -
- | - | - | - | - | - | - | -
- | - | - | - | - | - | - | -
- | - | - | - | - | - | - | -
- | - | - | - | - | - | - | -
- | - | - | - | - | - | - | -
- | - | - | - | - | - | - | -
- | - | - | - | - | - | - | -
- | - | - | - | - | - | - | -
- | - | - | - | - | - | - | -
- | - | - | - | - | - | - | -
- | - | - | - | - | - | - | -
- | - | - | - | - | - | - | -
- | - | - | - | - | - | - | -
- | - | - | - | - | - | - | -
- | - | - | - | - | - | - | -
- | - | - | - | - | - | - | -
- | - | - | - | - | - | - | -
- | - | - | - | - | - | - | -
- | - | - | - | - | - | - | -
- | - | - | - | - | - | - | -
- | - | - | - | - | - | - | -
- | - | - | - | - | - | - | -
- | - | - | - | - | - | - | -
- | - | - | - | - | - | - | -
- | - | - | - | - | - | - | -
- | - | - | - | - | - | - | -
- | - | - | - | - | - | - | -
- | - | - | - | - | - | - | -
- | - | - | - | - | - | - | -
- | - | - | - | - | - | - | -
- | - | - | - | - | - | - | -
- | - | - | - | - | - | - | -
- | - | - | - | - | - | - | -
- | - | - | - | - | - | - | -
- | - | - | - | - | - | - | -
- | - | - | - | - | - | - | -
- | - | - | - | - | - | - | -
- | - | - | - | - | - | - | -
- | - | - | - | - | - | - | -
- | - | - | - | - | - | - | -
- | - | - | - | - | - | - | -
- | - | - | - | - | - | - | -
- | - | - | - | - | - | - | -
- | - | - | - | - | - | - | -
- | - | - | - | - | - | - | -
- | - | - | - | - | - | - | -
- | - | - | - | - | - | - | -
- | - | - | - | - | - | - | -
- | - | - | - | - | - | - | -
- | - | - | - | - | - | - | -
- | - | - | - | - | - | - | -
- | - | - | - | - | - | - | -
- | - | - | - | - | - | - | -
- | - | - | - | - | - | - | -
- | - | - | - | - | - | - | -
- | - | - | - | - | - | - | -
- | - | - | - | - | - | - | -
- | - | - | - | - | - | - | -
- | - | - | - | - | - | - | -
- | - | - | - | - | - | - | -
- | - | - | - | - | - | - | -
- | - | - | - | - | - | - | -
- | - | - | - | - | - | - | -
- | - | - | - | - | - | - | -
- | - | - | - | - | - | - | -
- | - | - | - | - | - | - | -
- | - | - | - | - | - | - | -
- | - | - | - | - | - | - | -
- | - | - | - | - | - | - | -
- | - | - | - | - | - | - | -
- | - | - | - | - | - | - | -
- | - | - | - | - | - | - | -
- | - | - | - | - | - | - | -
- | - | - | - | - | - | - | -
- | - | - | - | - | - | - | -
- | - | - | - | - | - | - | -
- | - | - | - | - | - | - | -
- | - | - | - | - | - | - | -
- | - | - | - | - | - | - | -
- | - | - | - | - | - | - | -
- | - | - | - | - | - | - | -
- | - | - | - | - | - | - | -
- | - | - | - | - | - | - | -
- | - | - | - | - | - | - | -
- | - | - | - | - | - | - | -
- | - | - | - | - | - | - | -
- | - | - | - | - | - | - | -
- | - | - | - | - | - | - | -
- | - | - | - | - | - | - | -
- | - | - | - | - | - | - | -
- | - | - | - | - | - | - | -
- | - | - | - | - | - | - | -
- | - | - | - | - | - | - | -
- | - | - | - | - | - | - | -
- | - | - | - | - | - | - | -
- | - | - | - | - | - | - | -
- | - | - | - | - | - | - | -
- | - | - | - | - | - | - | -
- | - | - | - | - | - | - | -
- | - | - | - | - | - | - | -
- | - | - | - | - | - | - | -
- | - | - | - | - | - | - | -
- | - | - | - | - | - | - | -
- | - | - | - | - | - | - | -
- | - | - | - | - | - | - | -
- | - | - | - | - | - | - | -
- | - | - | - | - | - | - | -
- | - | - | - | - | - | - | -
- | - | - | - | - | - | - | -
- | - | - | - | - | - | - | -
- | - | - | - | - | - | - | -
- | - | - | - | - | - | - | -
- | - | - | - | - | - | - | -
- | - | - | - | - | - | - | -
- | - | - | - | - | - | - | -
- | - | - | - | - | - | - | -
- | - | - | - | - | - | - | -
- | - | - | - | - | - | - | -
- | - | - | - | - | - | - | -
- | - | - | - | - | - | - | -
- | - | - | - | - | - | - | -
- | - | - | - | - | - | - | -
- | - | - | - | - | - | - | -
- | - | - | - | - | - | - | -
- | - | - | - | - | - | - | -
- | - | - | - | - | - | - | -
- | - | - | - | - | - | - | -
- | - | - | - | - | - | - | -
- | - | - | - | - | - | - | -
- | - | - | - | - | - | - | -
- | - | - | - | - | - | - | -
- | - | - | - | - | - | - | -
- | - | - | - | - | - | - | -
- | - | - | - | - | - | - | -
- | - | - | - | - | - | - | -
- | - | - | - | - | - | - | -
- | - | - | - | - | - | - | -
- | - | - | - | - | - | - | -
- | - | - | - | - | - | - | -
- | - | - | - | - | - | - | -
- | - | - | - | - | - | - | -
- | - | - | - | - | - | - | -
- | - | - | - | - | - | - | -
- | - | - | - | - | - | - | -
- | - | - | - | - | - | - | -
- | - | - | - | - | - | - | -
- | - | - | - | - | - | - | -
- | - | - | - | - | - | - | -
- | - | - | - | - | - | - | -
- | - | - | - | - | - | - | -
- | - | - | - | - | - | - | -
- | - | - | - | - | - | - | -
- | - | - | - | - | - | - | -
- | - | - | - | - | - | - | -
- | - | - | - | - | - | - | -
- | - | - | - | - | - | - | -
- | - | - | - | - | - | - | -
- | - | - | - | - | - | - | -
- | - | - | - | - | - | - | -
- | - | - | - | - | - | - | -
- | - | - | - | - | - | - | -
- | - | - | - | - | - | - | -
- | - | - | - | - | - | - | -
- | - | - | - | - | - | - | -
- | - | - | - | - | - | - | -
- | - | - | - | - | - | - | -
- | - | - | - | - | - | - | -
- | - | - | - | - | - | - | -
- | - | - | - | - | - | - | -
- | - | - | - | - | - | - | -
- | - | - | - | - | - | - | -
- | - | - | - | - | - | - | -
- | - | - | - | - | - | - | -
- | - | - | - | - | - | - | -
- | - | - | - | - | - | - | -
- | - | - | - | - | - | - | -
- | - | - | - | - | - | - | -
- | - | - | - | - | - | - | -
- | - | - | - | - | - | - | -
- | - | - | - | - | - | - | -
- | - | - | - | - | - | - | -
- | - | - | - | - | - | - | -
- | - | - | - | - | - | - | -
- | - | - | - | - | - | - | -
- | - | - | - | - | - | - | -
- | - | - | - | - | - | - | -
- | - | - | - | - | - | - | -
- | - | - | - | - | - | - | -
- | - | - | - | - | - | - | -
- | - | - | - | - | - | - | -
- | - | - | - | - | - | - | -
- | - | - | - | - | - | - | -
- | - | - | - | - | - | - | -
- | - | - | - | - | - | - | -
- | - | - | - | - | - | - | -
- | - | - | - | - | - | - | -
- | - | - | - | - | - | - | -
- | - | - | - | - | - | - | -
- | - | - | - | - | - | - | -
- | - | - | - | - | - | - | -
- | - | - | - | - | - | - | -
- | - | - | - | - | - | - | -
- | - | - | - | - | - | - | -
- | - | - | - | - | - | - | -
- | - | - | - | - | - | - | -
- | - | - | - | - | - | - | -
- | - | - | - | - | - | - | -
- | - | - | - | - | - | - | -
- | - | - | - | - | - | - | -
- | - | - | - | - | - | - | -
- | - | - | - | - | - | - | -
- | - | - | - | - | - | - | -
- | - | - | - | - | - | - | -
- | - | - | - | - | - | - | -
- | - | - | - | - | - | - | -
- | - | - | - | - | - | - | -
- | - | - | - | - | - | - | -
- | - | - | - | - | - | - | -
- | - | - | - | - | - | - | -
- | - | - | - | - | - | - | -
- | - | - | - | - | - | - | -
- | - | - | - | - | - | - | -
- | - | - | - | - | - | - | -
- | - | - | - | - | - | - | -
- | - | - | - | - | - | - | -
- | - | - | - | - | - | - | -
- | - | - | - | - | - | - | -
- | - | - | - | - | - | - | -
- | - | - | - | - | - | - | -
- | - | - | - | - | - | - | -
- | - | - | - | - | - | - | -
- | - | - | - | - | - | - | -
- | - | - | - | - | - | - | -
- | - | - | - | - | - | - | -
- | - | - | - | - | - | - | -
- | - | - | - | - | - | - | -
- | - | - | - | - | - | - | -
- | - | - | - | - | - | - | -
- | - | - | - | - | - | - | -
- | - | - | - | - | - | - | -
- | - | - | - | - | - | - | -
- | - | - | - | - | - | - | -
- | - | - | - | - | - | - | -
- | - | - | - | - | - | - | -
- | - | - | - | - | - | - | -
- | - | - | - | - | - | - | -
- | - | - | - | - | - | - | -
- | - | - | - | - | - | - | -
- | - | - | - | - | - | - | -
- | - | - | - | - | - | - | -
- | - | - | - | - | - | - | -
- | - | - | - | - | - | - | -
- | - | - | - | - | - | - | -
- | - | - | - | - | - | - | -
- | - | - | - | - | - | - | -
- | - | - | - | - | - | - | -
- | - | - | - | - | - | - | -
- | - | - | - | - | - | - | -
- | - | - | - | - | - | - | -
- | - | - | - | - | - | - | -
- | - | - | - | - | - | - | -
- | - | - | - | - | - | - | -
- | - | - | - | - | - | - | -
- | - | - | - | - | - | - | -
- | - | - | - | - | - | - | -
- | - | - | - | - | - | - | -
- | - | - | - | - | - | - | -
- | - | - | - | - | - | - | -
- | - | - | - | - | - | - | -
- | - | - | - | - | - | - | -
- | - | - | - | - | - | - | -
- | - | - | - | - | - | - | -
- | - | - | - | - | - | - | -
- | - | - | - | - | - | - | -
- | - | - | - | - | - | - | -
- | - | - | - | - | - | - | -
- | - | - | - | - | - | - | -
- | - | - | - | - | - | - | -
- | - | - | - | - | - | - | -
- | - | - | - | - | - | - | -
- | - | - | - | - | - | - | -
- | - | - | - | - | - | - | -
- | - | - | - | - | - | - | -
- | - | - | - | - | - | - | -
- | - | - | - | - | - | - | -
- | - | - | - | - | - | - | -
- | - | - | - | - | - | - | -
- | - | - | - | - | - | - | -
- | - | - | - | - | - | - | -
- | - | - | - | - | - | - | -
- | - | - | - | - | - | - | -
- | - | - | - | - | - | - | -
- | - | - | - | - | - | - | -
- | - | - | - | - | - | - | -
- | - | - | - | - | - | - | -
- | - | - | - | - | - | - | -
- | - | - | - | - | - | - | -
- | - | - | - | - | - | - | -
- | - | - | - | - | - | - | -
- | - | - | - | - | - | - | -
- | - | - | - | - | - | - | -
- | - | - | - | - | - | - | -
- | - | - | - | - | - | - | -
- | - | - | - | - | - | - | -
- | - | - | - | - | - | - | -
- | - | - | - | - | - | - | -
- | - | - | - | - | - | - | -
- | - | - | - | - | - | - | -
- | - | - | - | - | - | - | -
- | - | - | - | - | - | - | -
- | - | - | - | - | - | - | -
- | - | - | - | - | - | - | -
- | - | - | - | - | - | - | -
- | - | - | - | - | - | - | -
- | - | - | - | - | - | - | -
- | - | - | - | - | - | - | -
- | - | - | - | - | - | - | -
- | - | - | - | - | - | - | -
- | - | - | - | - | - | - | -
- | - | - | - | - | - | - | -
- | - | - | - | - | - | - | -
- | - | - | - | - | - | - | -
- | - | - | - | - | - | - | -
- | - | - | - | - | - | - | -
- | - | - | - | - | - | - | -
- | - | - | - | - | - | - | -
- | - | - | - | - | - | - | -
- | - | - | - | - | - | - | -
- | - | - | - | - | - | - | -
- | - | - | - | - | - | - | -
- | - | - | - | - | - | - | -
- | - | - | - | - | - | - | -
- | - | - | - | - | - | - | -
- | - | - | - | - | - | - | -
- | - | - | - | - | - | - | -
- | - | - | - | - | - | - | -
- | - | - | - | - | - | - | -
- | - | - | - | - | - | - | -
- | - | - | - | - | - | - | -
- | - | - | - | - | - | - | -
- | - | - | - | - | - | - | -
- | - | - | - | - | - | - | -
- | - | - | - | - | - | - | -
- | - | - | - | - | - | - | -
- | - | - | - | - | - | - | -
- | - | - | - | - | - | - | -
- | - | - | - | - | - | - | -
- | - | - | - | - | - | - | -
- | - | - | - | - | - | - | -
- | - | - | - | - | - | - | -
- | - | - | - | - | - | - | -
- | - | - | - | - | - | - | -
- | - | - | - | - | - | - | -
- | - | - | - | - | - | - | -
- | - | - | - | - | - | - | -
- | - | - | - | - | - | - | -
- | - | - | - | - | - | - | -
- | - | - | - | - | - | - | -
- | - | - | - | - | - | - | -
- | - | - | - | - | - | - | -
- | - | - | - | - | - | - | -
- | - | - | - | - | - | - | -
- | - | - | - | - | - | - | -
- | - | - | - | - | - | - | -
- | - | - | - | - | - | - | -
- | - | - | - | - | - | - | -
- | - | - | - | - | - | - | -
- | - | - | - | - | - | - | -
- | - | - | - | - | - | - | -
- | - | - | - | - | - | - | -
- | - | - | - | - | - | - | -
- | - | - | - | - | - | - | -
- | - | - | - | - | - | - | -
- | - | - | - | - | - | - | -
- | - | - | - | - | - | - | -
- | - | - | - | - | - | - | -
- | - | - | - | - | - | - | -
- | - | - | - | - | - | - | -
- | - | - | - | - | - | - | -
- | - | - | - | - | - | - | -
- | - | - | - | - | - | - | -
- | - | - | - | - | - | - | -
- | - | - | - | - | - | - | -
- | - | - | - | - | - | - | -
- | - | - | - | - | - | - | -
- | - | - | - | - | - | - | -
- | - | - | - | - | - | - | -
- | - | - | - | - | - | - | -
- | - | - | - | - | - | - | -
- | - | - | - | - | - | - | -
- | - | - | - | - | - | - | -
- | - | - | - | - | - | - | -
- | - | - | - | - | - | - | -
- | - | - | - | - | - | - | -
- | - | - | - | - | - | - | -
- | - | - | - | - | - | - | -
- | - | - | - | - | - | - | -
- | - | - | - | - | - | - | -
- | - | - | - | - | - | - | -
- | - | - | - | - | - | - | -
- | - | - | - | - | - | - | -
- | - | - | - | - | - | - | -
- | - | - | - | - | - | - | -
- | - | - | - | - | - | - | -
- | - | - | - | - | - | - | -
- | - | - | - | - | - | - | -
- | - | - | - | - | - | - | -
- | - | - | - | - | - | - | -
- | - | - | - | - | - | - | -
- | - | - | - | - | - | - | -
- | - | - | - | - | - | - | -
- | - | - | - | - | - | - | -
- | - | - | - | - | - | - | -
- | - | - | - | - | - | - | -
- | - | - | - | - | - | - | -
- | - | - | - | - | - | - | -
- | - | - | - | - | - | - | -
- | - | - | - | - | - | - | -
- | - | - | - | - | - | - | -
- | - | - | - | - | - | - | -
- | - | - | - | - | - | - | -
- | - | - | - | - | - | - | -
- | - | - | - | - | - | - | -
- | - | - | - | - | - | - | -
- | - | - | - | - | - | - | -
- | - | - | - | - | - | - | -
- | - | - | - | - | - | - | -
- | - | - | - | - | - | - | -
- | - | - | - | - | - | - | -
- | - | - | - | - | - | - | -
- | - | - | - | - | - | - | -
- | - | - | - | - | - | - | -
- | - | - | - | - | - | - | -
- | - | - | - | - | - | - | -
- | - | - | - | - | - | - | -
- | - | - | - | - | - | - | -
- | - | - | - | - | - | - | -
- | - | - | - | - | - | - | -
- | - | - | - | - | - | - | -
- | - | - | - | - | - | - | -
- | - | - | - | - | - | - | -
- | - | - | - | - | - | - | -
- | - | - | - | - | - | - | -
- | - | - | - | - | - | - | -
- | - | - | - | - | - | - | -
- | - | - | - | - | - | - | -
- | - | - | - | - | - | - | -
- | - | - | - | - | - | - | -
- | - | - | - | - | - | - | -
- | - | - | - | - | - | - | -
- | - | - | - | - | - | - | -
- | - | - | - | - | - | - | -
- | - | - | - | - | - | - | -
- | - | - | - | - | - | - | -
- | - | - | - | - | - | - | -
- | - | - | - | - | - | - | -
- | - | - | - | - | - | - | -
- | - | - | - | - | - | - | -
- | - | - | - | - | - | - | -
- | - | - | - | - | - | - | -
- | - | - | - | - | - | - | -
- | - | - | - | - | - | - | -
- | - | - | - | - | - | - | -
- | - | - | - | - | - | - | -
- | - | - | - | - | - | - | -
- | - | - | - | - | - | - | -
- | - | - | - | - | - | - | -
- | - | - | - | - | - | - | -
- | - | - | - | - | - | - | -
- | - | - | - | - | - | - | -
- | - | - | - | - | - | - | -
- | - | - | - | - | - | - | -
- | - | - | - | - | - | - | -
- | - | - | - | - | - | - | -
- | - | - | - | - | - | - | -
- | - | - | - | - | - | - | -
- | - | - | - | - | - | - | -
- | - | - | - | - | - | - | -
- | - | - | - | - | - | - | -
- | - | - | - | - | - | - | -
- | - | - | - | - | - | - | -
- | - | - | - | - | - | - | -
- | - | - | - | - | - | - | -
- | - | - | - | - | - | - | -
- | - | - | - | - | - | - | -
- | - | - | - | - | - | - | -
- | - | - | - | - | - | - | -
- | - | - | - | - | - | - | -
- | - | - | - | - | - | - | -
- | - | - | - | - | - | - | -
- | - | - | - | - | - | - | -
- | - | - | - | - | - | - | -
- | - | - | - | - | - | - | -
- | - | - | - | - | - | - | -
- | - | - | - | - | - | - | -
- | - | - | - | - | - | - | -
- | - | - | - | - | - | - | -
- | - | - | - | - | - | - | -
- | - | - | - | - | - | - | -
- | - | - | - | - | - | - | -
- | - | - | - | - | - | - | -
- | - | - | - | - | - | - | -
- | - | - | - | - | - | - | -
- | - | - | - | - | - | - | -
- | - | - | - | - | - | - | -
- | - | - | - | - | - | - | -
- | - | - | - | - | - | - | -
- | - | - | - | - | - | - | -
- | - | - | - | - | - | - | -
- | - | - | - | - | - | - | -
- | - | - | - | - | - | - | -
- | - | - | - | - | - | - | -
- | - | - | - | - | - | - | -
- | - | - | - | - | - | - | -
- | - | - | - | - | - | - | -
- | - | - | - | - | - | - | -
- | - | - | - | - | - | - | -
- | - | - | - | - | - | - | -
- | - | - | - | - | - | - | -
- | - | - | - | - | - | - | -
- | - | - | - | - | - | - | -
- | - | - | - | - | - | - | -
- | - | - | - | - | - | - | -
- | - | - | - | - | - | - | -
- | - | - | - | - | - | - | -
- | - | - | - | - | - | - | -
- | - | - | - | - | - | - | -
- | - | - | - | - | - | - | -
- | - | - | - | - | - | - | -
- | - | - | - | - | - | - | -
- | - | - | - | - | - | - | -
- | - | - | - | - | - | - | -
- | - | - | - | - | - | - | -
- | - | - | - | - | - | - | -
- | - | - | - | - | - | - | -
- | - | - | - | - | - | - | -
- | - | - | - | - | - | - | -
- | - | - | - | - | - | - | -
- | - | - | - | - | - | - | -
- | - | - | - | - | - | - | -
- | - | - | - | - | - | - | -
- | - | - | - | - | - | - | -
- | - | - | - | - | - | - | -
- | - | - | - | - | - | - | -
- | - | - | - | - | - | - | -
- | - | - | - | - | - | - | -
- | - | - | - | - | - | - | -
- | - | - | - | - | - | - | -
- | - | - | - | - | - | - | -
- | - | - | - | - | - | - | -
- | - | - | - | - | - | - | -
- | - | - | - | - | - | - | -
- | - | - | - | - | - | - | -
- | - | - | - | - | - | - | -
- | - | - | - | - | - | - | -
- | - | - | - | - | - | - | -
- | - | - | - | - | - | - | -
- | - | - | - | - | - | - | -
- | - | - | - | - | - | - | -
- | - | - | - | - | - | - | -
- | - | - | - | - | - | - | -
- | - | - | - | - | - | - | -
- | - | - | - | - | - | - | -
- | - | - | - | - | - | - | -
- | - | - | - | - | - | - | -
- | - | - | - | - | - | - | -
- | - | - | - | - | - | - | -
- | - | - | - | - | - | - | -
- | - | - | - | - | - | - | -
- | - | - | - | - | - | - | -
- | - | - | - | - | - | - | -
- | - | - | - | - | - | - | -
- | - | - | - | - | - | - | -
- | - | - | - | - | - | - | -
- | - | - | - | - | - | - | -
- | - | - | - | - | - | - | -
- | - | - | - | - | - | - | -
- | - | - | - | - | - | - | -
- | - | - | - | - | - | - | -
- | - | - | - | - | - | - | -
- | - | - | - | - | - | - | -
- | - | - | - | - | - | - | -
- | - | - | - | - | - | - | -
- | - | - | - | - | - | - | -
- | - | - | - | - | - | - | -
- | - | - | - | - | - | - | -
- | - | - | - | - | - | - | -
- | - | - | - | - | - | - | -
- | - | - | - | - | - | - | -
- | - | - | - | - | - | - | -
- | - | - | - | - | - | - | -
- | - | - | - | - | - | - | -
- | - | - | - | - | - | - | -
- | - | - | - | - | - | - | -
- | - | - | - | - | - | - | -
- | - | - | - | - | - | - | -
- | - | - | - | - | - | - | -
- | - | - | - | - | - | - | -
- | - | - | - | - | - | - | -
- | - | - | - | - | - | - | -
- | - | - | - | - | - | - | -
- | - | - | - | - | - | - | -
- | - | - | - | - | - | - | -
- | - | - | - | - | - | - | -
- | - | - | - | - | - | - | -
- | - | - | - | - | - | - | -
- | - | - | - | - | - | - | -
- | - | - | - | - | - | - | -
- | - | - | - | - | - | - | -
- | - | - | - | - | - | - | -
- | - | - | - | - | - | - | -
- | - | - | - | - | - | - | -
- | - | - | - | - | - | - | -
- | - | - | - | - | - | - | -
- | - | - | - | - | - | - | -
- | - | - | - | - | - | - | -
- | - | - | - | - | - | - | -
- | - | - | - | - | - | - | -
- | - | - | - | - | - | - | -
- | - | - | - | - | - | - | -
- | - | - | - | - | - | - | -
- | - | - | - | - | - | - | -
- | - | - | - | - | - | - | -
- | - | - | - | - | - | - | -
- | - | - | - | - | - | - | -
- | - | - | - | - | - | - | -
- | - | - | - | - | - | - | -
- | - | - | - | - | - | - | -
- | - | - | - | - | - | - | -
- | - | - | - | - | - | - | -
- | - | - | - | - | - | - | -
- | - | - | - | - | - | - | -
- | - | - | - | - | - | - | -
- | - | - | - | - | - | - | -
- | - | - | - | - | - | - | -
- | - | - | - | - | - | - | -
- | - | - | - | - | - | - | -
- | - | - | - | - | - | - | -
- | - | - | - | - | - | - | -
- | - | - | - | - | - | - | -
- | - | - | - | - | - | - | -
- | - | - | - | - | - | - | -
- | - | - | - | - | - | - | -
- | - | - | - | - | - | - | -
- | - | - | - | - | - | - | -
- | - | - | - | - | - | - | -
- | - | - | - | - | - | - | -
- | - | - | - | - | - | - | -
- | - | - | - | - | - | - | -
- | - | - | - | - | - | - | -
- | - | - | - | - | - | - | -
- | - | - | - | - | - | - | -
- | - | - | - | - | - | - | -
- | - | - | - | - | - | - | -
- | - | - | - | - | - | - | -
- | - | - | - | - | - | - | -
- | - | - | - | - | - | - | -
- | - | - | - | - | - | - | -
- | - | - | - | - | - | - | -
- | - | - | - | - | - | - | -
- | - | - | - | - | - | - | -
- | - | - | - | - | - | - | -
- | - | - | - | - | - | - | -
- | - | - | - | - | - | - | -
- | - | - | - | - | - | - | -
- | - | - | - | - | - | - | -
- | - | - | - | - | - | - | -
- | - | - | - | - | - | - | -
- | - | - | - | - | - | - | -
- | - | - | - | - | - | - | -
- | - | - | - | - | - | - | -
- | - | - | - | - | - | - | -
- | - | - | - | - | - | - | -
- | - | - | - | - | - | - | -
- | - | - | - | - | - | - | -
- | - | - | - | - | - | - | -
- | - | - | - | - | - | - | -
- | - | - | - | - | - | - | -
- | - | - | - | - | - | - | -
- | - | - | - | - | - | - | -
- | - | - | - | - | - | - | -
- | - | - | - | - | - | - | -
- | - | - | - | - | - | - | -
- | - | - | - | - | - | - | -
- | - | - | - | - | - | - | -
- | - | - | - | - | - | - | -
- | - | - | - | - | - | - | -
- | - | - | - | - | - | - | -
- | - | - | - | - | - | - | -
- | - | - | - | - | - | - | -
- | - | - | - | - | - | - | -
- | - | - | - | - | - | - | -
- | - | - | - | - | - | - | -
- | - | - | - | - | - | - | -
- | - | - | - | - | - | - | -
- | - | - | - | - | - | - | -
- | - | - | - | - | - | - | -
- | - | - | - | - | - | - | -
- | - | - | - | - | - | - | -
- | - | - | - | - | - | - | -
- | - | - | - | - | - | - | -
- | - | - | - | - | - | - | -
- | - | - | - | - | - | - | -
- | - | - | - | - | - | - | -
- | - | - | - | - | - | - | -
- | - | - | - | - | - | - | -
- | - | - | - | - | - | - | -
- | - | - | - | - | - | - | -
- | - | - | - | - | - | - | -
- | - | - | - | - | - | - | -
- | - | - | - | - | - | - | -
- | - | - | - | - | - | - | -
- | - | - | - | - | - | - | -
- | - | - | - | - | - | - | -
- | - | - | - | - | - | - | -
- | - | - | - | - | - | - | -
- | - | - | - | - | - | - | -
- | - | - | - | - | - | - | -
- | - | - | - | - | - | - | -
- | - | - | - | - | - | - | -
- | - | - | - | - | - | - | -
- | - | - | - | - | - | - | -
- | - | - | - | - | - | - | -
- | - | - | - | - | - | - | -
- | - | - | - | - | - | - | -
- | - | - | - | - | - | - | -
- | - | - | - | - | - | - | -
- | - | - | - | - | - | - | -
- | - | - | - | - | - | - | -
- | - | - | - | - | - | - | -
- | - | - | - | - | - | - | -
- | - | - | - | - | - | - | -
- | - | - | - | - | - | - | -
- | - | - | - | - | - | - | -
- | - | - | - | - | - | - | -
- | - | - | - | - | - | - | -
- | - | - | - | - | - | - | -
- | - | - | - | - | - | - | -
- | - | - | - | - | - | - | -
- | - | - | - | - | - | - | -
- | - | - | - | - | - | - | -
- | - | - | - | - | - | - | -
- | - | - | - | - | - | - | -
- | - | - | - | - | - | - | -
- | - | - | - | - | - | - | -
- | - | - | - | - | - | - | -
- | - | - | - | - | - | - | -
- | - | - | - | - | - | - | -
- | - | - | - | - | - | - | -
- | - | - | - | - | - | - | -
- | - | - | - | - | - | - | -
- | - | - | - | - | - | - | -
- | - | - | - | - | - | - | -
- | - | - | - | - | - | - | -
- | - | - | - | - | - | - | -
- | - | - | - | - | - | - | -
- | - | - | - | - | - | - | -
- | - | - | - | - | - | - | -
- | - | - | - | - | - | - | -
- | - | - | - | - | - | - | -
- | - | - | - | - | - | - | -
- | - | - | - | - | - | - | -
- | - | - | - | - | - | - | -
- | - | - | - | - | - | - | -
- | - | - | - | - | - | - | -
- | - | - | - | - | - | - | -
- | - | - | - | - | - | - | -
- | - | - | - | - | - | - | -
- | - | - | - | - | - | - | -
- | - | - | - | - | - | - | -
- | - | - | - | - | - | - | -
- | - | - | - | - | - | - | -
- | - | - | - | - | - | - | -
- | - | - | - | - | - | - | -
- | - | - | - | - | - | - | -
- | - | - | - | - | - | - | -
- | - | - | - | - | - | - | -
- | - | - | - | - | - | - | -
- | - | - | - | - | - | - | -
- | - | - | - | - | - | - | -
- | - | - | - | - | - | - | -
- | - | - | - | - | - | - | -
- | - | - | - | - | - | - | -
- | - | - | - | - | - | - | -
- | - | - | - | - | - | - | -
- | - | - | - | - | - | - | -
- | - | - | - | - | - | - | -
- | - | - | - | - | - | - | -
- | - | - | - | - | - | - | -
- | - | - | - | - | - | - | -
- | - | - | - | - | - | - | -
- | - | - | - | - | - | - | -
- | - | - | - | - | - | - | -
- | - | - | - | - | - | - | -
- | - | - | - | - | - | - | -
- | - | - | - | - | - | - | -
- | - | - | - | - | - | - | -
- | - | - | - | - | - | - | -
- | - | - | - | - | - | - | -
- | - | - | - | - | - | - | -
- | - | - | - | - | - | - | -
- | - | - | - | - | - | - | -
- | - | - | - | - | - | - | -
- | - | - | - | - | - | - | -
- | - | - | - | - | - | - | -
- | - | - | - | - | - | - | -
- | - | - | - | - | - | - | -
- | - | - | - | - | - | - | -
- | - | - | - | - | - | - | -
- | - | - | - | - | - | - | -
- | - | - | - | - | - | - | -
- | - | - | - | - | - | - | -
- | - | - | - | - | - | - | -
- | - | - | - | - | - | - | -
- | - | - | - | - | - | - | -
- | - | - | - | - | - | - | -
- | - | - | - | - | - | - | -
- | - | - | - | - | - | - | -
- | - | - | - | - | - | - | -
- | - | - | - | - | - | - | -
- | - | - | - | - | - | - | -
- | - | - | - | - | - | - | -
- | - | - | - | - | - | - | -
- | - | - | - | - | - | - | -
- | - | - | - | - | - | - | -
- | - | - | - | - | - | - | -
- | - | - | - | - | - | - | -
- | - | - | - | - | - | - | -
- | - | - | - | - | - | - | -
- | - | - | - | - | - | - | -
- | - | - | - | - | - | - | -
- | - | - | - | - | - | - | -
- | - | - | - | - | - | - | -
- | - | - | - | - | - | - | -
- | - | - | - | - | - | - | -
- | - | - | - | - | - | - | -
- | - | - | - | - | - | - | -
- | - | - | - | - | - | - | -
- | - | - | - | - | - | - | -
- | - | - | - | - | - | - | -
- | - | - | - | - | - | - | -
- | - | - | - | - | - | - | -
- | - | - | - | - | - | - | -
- | - | - | - | - | - | - | -
- | - | - | - | - | - | - | -
- | - | - | - | - | - | - | -
- | - | - | - | - | - | - | -
- | - | - | - | - | - | - | -
- | - | - | - | - | - | - | -
- | - | - | - | - | - | - | -
- | - | - | - | - | - | - | -
- | - | - | - | - | - | - | -
- | - | - | - | - | - | - | -
- | - | - | - | - | - | - | -
- | - | - | - | - | - | - | -
- | - | - | - | - | - | - | -
- | - | - | - | - | - | - | -
- | - | - | - | - | - | - | -
- | - | - | - | - | - | - | -
- | - | - | - | - | - | - | -
- | - | - | - | - | - | - | -
- | - | - | - | - | - | - | -
- | - | - | - | - | - | - | -
- | - | - | - | - | - | - | -
- | - | - | - | - | - | - | -
- | - | - | - | - | - | - | -
- | - | - | - | - | - | - | -
- | - | - | - | - | - | - | -
- | - | - | - | - | - | - | -
- | - | - | - | - | - | - | -
- | - | - | - | - | - | - | -
- | - | - | - | - | - | - | -
- | - | - | - | - | - | - | -
- | - | - | - | - | - | - | -
- | - | - | - | - | - | - | -
- | - | - | - | - | - | - | -
- | - | - | - | - | - | - | -
- | - | - | - | - | - | - | -
- | - | - | - | - | - | - | -
- | - | - | - | - | - | - | -
- | - | - | - | - | - | - | -
- | - | - | - | - | - | - | -
- | - | - | - | - | - | - | -
- | - | - | - | - | - | - | -
- | - | - | - | - | - | - | -
- | - | - | - | - | - | - | -
- | - | - | - | - | - | - | -
- | - | - | - | - | - | - | -
- | - | - | - | - | - | - | -
- | - | - | - | - | - | - | -
- | - | - | - | - | - | - | -
- | - | - | - | - | - | - | -
- | - | - | - | - | - | - | -
- | - | - | - | - | - | - | -
- | - | - | - | - | - | - | -
- | - | - | - | - | - | - | -
- | - | - | - | - | - | - | -
- | - | - | - | - | - | - | -
- | - | - | - | - | - | - | -
- | - | - | - | - | - | - | -
- | - | - | - | - | - | - | -
- | - | - | - | - | - | - | -
- | - | - | - | - | - | - | -
- | - | - | - | - | - | - | -
- | - | - | - | - | - | - | -
- | - | - | - | - | - | - | -
- | - | - | - | - | - | - | -
- | - | - | - | - | - | - | -
- | - | - | - | - | - | - | -
- | - | - | - | - | - | - | -
- | - | - | - | - | - | - | -
- | - | - | - | - | - | - | -
- | - | - | - | - | - | - | -
- | - | - | - | - | - | - | -
- | - | - | - | - | - | - | -
- | - | - | - | - | - | - | -
- | - | - | - | - | - | - | -
- | - | - | - | - | - | - | -
- | - | - | - | - | - | - | -
- | - | - | - | - | - | - | -
- | - | - | - | - | - | - | -
- | - | - | - | - | - | - | -
- | - | - | - | - | - | - | -
- | - | - | - | - | - | - | -
- | - | - | - | - | - | - | -
- | - | - | - | - | - | - | -
- | - | - | - | - | - | - | -
- | - | - | - | - | - | - | -
- | - | - | - | - | - | - | -
- | - | - | - | - | - | - | -
- | - | - | - | - | - | - | -
- | - | - | - | - | - | - | -
- | - | - | - | - | - | - | -
- | - | - | - | - | - | - | -
- | - | - | - | - | - | - | -
- | - | - | - | - | - | - | -
- | - | - | - | - | - | - | -
- | - | - | - | - | - | - | -
- | - | - | - | - | - | - | -
- | - | - | - | - | - | - | -
- | - | - | - | - | - | - | -
- | - | - | - | - | - | - | -
- | - | - | - | - | - | - | -
- | - | - | - | - | - | - | -
- | - | - | - | - | - | - | -
- | - | - | - | - | - | - | -
- | - | - | - | - | - | - | -
- | - | - | - | - | - | - | -
- | - | - | - | - | - | - | -
- | - | - | - | - | - | - | -
- | - | - | - | - | - | - | -
- | - | - | - | - | - | - | -
- | - | - | - | - | - | - | -
- | - | - | - | - | - | - | -
- | - | - | - | - | - | - | -
- | - | - | - | - | - | - | -
- | - | - | - | - | - | - | -
- | - | - | - | - | - | - | -
- | - | - | - | - | - | - | -
- | - | - | - | - | - | - | -
- | - | - | - | - | - | - | -
- | - | - | - | - | - | - | -
- | - | - | - | - | - | - | -
- | - | - | - | - | - | - | -
- | - | - | - | - | - | - | -
- | - | - | - | - | - | - | -
- | - | - | - | - | - | - | -
- | - | - | - | - | - | - | -
- | - | - | - | - | - | - | -
- | - | - | - | - | - | - | -
- | - | - | - | - | - | - | -
- | - | - | - | - | - | - | -
- | - | - | - | - | - | - | -
- | - | - | - | - | - | - | -
- | - | - | - | - | - | - | -
- | - | - | - | - | - | - | -
- | - | - | - | - | - | - | -
- | - | - | - | - | - | - | -
- | - | - | - | - | - | - | -
- | - | - | - | - | - | - | -
- | - | - | - | - | - | - | -
- | - | - | - | - | - | - | -
- | - | - | - | - | - | - | -
- | - | - | - | - | - | - | -
- | - | - | - | - | - | - | -
- | - | - | - | - | - | - | -
- | - | - | - | - | - | - | -
- | - | - | - | - | - | - | -
- | - | - | - | - | - | - | -
- | - | - | - | - | - | - | -
- | - | - | - | - | - | - | -
- | - | - | - | - | - | - | -
- | - | - | - | - | - | - | -
- | - | - | - | - | - | - | -
- | - | - | - | - | - | - | -
- | - | - | - | - | - | - | -
- | - | - | - | - | - | - | -
- | - | - | - | - | - | - | -
- | - | - | - | - | - | - | -
- | - | - | - | - | - | - | -
- | - | - | - | - | - | - | -
- | - | - | - | - | - | - | -
- | - | - | - | - | - | - | -
- | - | - | - | - | - | - | -
- | - | - | - | - | - | - | -
- | - | - | - | - | - | - | -
- | - | - | - | - | - | - | -
- | - | - | - | - | - | - | -
- | - | - | - | - | - | - | -
- | - | - | - | - | - | - | -
- | - | - | - | - | - | - | -
- | - | - | - | - | - | - | -
- | - | - | - | - | - | - | -
- | - | - | - | - | - | - | -
- | - | - | - | - | - | - | -
- | - | - | - | - | - | - | -
- | - | - | - | - | - | - | -
- | - | - | - | - | - | - | -
- | - | - | - | - | - | - | -
- | - | - | - | - | - | - | -
- | - | - | - | - | - | - | -
- | - | - | - | - | - | - | -
- | - | - | - | - | - | - | -
- | - | - | - | - | - | - | -
- | - | - | - | - | - | - | -
- | - | - | - | - | - | - | -
- | - | - | - | - | - | - | -
- | - | - | - | - | - | - | -
- | - | - | - | - | - | - | -
- | - | - | - | - | - | - | -
- | - | - | - | - | - | - | -
- | - | - | - | - | - | - | -
- | - | - | - | - | - | - | -
- | - | - | - | - | - | - | -
- | - | - | - | - | - | - | -
- | - | - | - | - | - | - | -
- | - | - | - | - | - | - | -
- | - | - | - | - | - | - | -
- | - | - | - | - | - | - | -
- | - | - | - | - | - | - | -
- | - | - | - | - | - | - | -
- | - | - | - | - | - | - | -
- | - | - | - | - | - | - | -
- | - | - | - | - | - | - | -
- | - | - | - | - | - | - | -
- | - | - | - | - | - | - | -
- | - | - | - | - | - | - | -
- | - | - | - | - | - | - | -
- | - | - | - | - | - | - | -
- | - | - | - | - | - | - | -
- | - | - | - | - | - | - | -
- | - | - | - | - | - | - | -
- | - | - | - | - | - | - | -
- | - | - | - | - | - | - | -
- | - | - | - | - | - | - | -
- | - | - | - | - | - | - | -
- | - | - | - | - | - | - | -
- | - | - | - | - | - | - | -
- | - | - | - | - | - | - | -
- | - | - | - | - | - | - | -
- | - | - | - | - | - | - | -
- | - | - | - | - | - | - | -
- | - | - | - | - | - | - | -
- | - | - | - | - | - | - | -
- | - | - | - | - | - | - | -
- | - | - | - | - | - | - | -
- | - | - | - | - | - | - | -
- | - | - | - | - | - | - | -
- | - | - | - | - | - | - | -
- | - | - | - | - | - | - | -
- | - | - | - | - | - | - | -
- | - | - | - | - | - | - | -
- | - | - | - | - | - | - | -
- | - | - | - | - | - | - | -
- | - | - | - | - | - | - | -
- | - | - | - | - | - | - | -
- | - | - | - | - | - | - | -
- | - | - | - | - | - | - | -
- | - | - | - | - | - | - | -
- | - | - | - | - | - | - | -
- | - | - | - | - | - | - | -
- | - | - | - | - | - | - | -
- | - | - | - | - | - | - | -
- | - | - | - | - | - | - | -
- | - | - | - | - | - | - | -
- | - | - | - | - | - | - | -
- | - | - | - | - | - | - | -
- | - | - | - | - | - | - | -
- | - | - | - | - | - | - | -
- | - | - | - | - | - | - | -
- | - | - | - | - | - | - | -
- | - | - | - | - | - | - | -
- | - | - | - | - | - | - | -
- | - | - | - | - | - | - | -
- | - | - | - | - | - | - | -
- | - | - | - | - | - | - | -
- | - | - | - | - | - | - | -
- | - | - | - | - | - | - | -
- | - | - | - | - | - | - | -
- | - | - | - | - | - | - | -
- | - | - | - | - | - | - | -
- | - | - | - | - | - | - | -
- | - | - | - | - | - | - | -
- | - | - | - | - | - | - | -
- | - | - | - | - | - | - | -
- | - | - | - | - | - | - | -
- | - | - | - | - | - | - | -
- | - | - | - | - | - | - | -
- | - | - | - | - | - | - | -
- | - | - | - | - | - | - | -
- | - | - | - | - | - | - | -
- | - | - | - | - | - | - | -
- | - | - | - | - | - | - | -
- | - | - | - | - | - | - | -
- | - | - | - | - | - | - | -
- | - | - | - | - | - | - | -
- | - | - | - | - | - | - | -
- | - | - | - | - | - | - | -
- | - | - | - | - | - | - | -
- | - | - | - | - | - | - | -
- | - | - | - | - | - | - | -
- | - | - | - | - | - | - | -
- | - | - | - | - | - | - | -
- | - | - | - | - | - | - | -
- | - | - | - | - | - | - | -
- | - | - | - | - | - | - | -
- | - | - | - | - | - | - | -
- | - | - | - | - | - | - | -
- | - | - | - | - | - | - | -
- | - | - | - | - | - | - | -
- | - | - | - | - | - | - | -
- | - | - | - | - | - | - | -
- | - | - | - | - | - | - | -
- | - | - | - | - | - | - | -
- | - | - | - | - | - | - | -
- | - | - | - | - | - | - | -
- | - | - | - | - | - | - | -
- | - | - | - | - | - | - | -
- | - | - | - | - | - | - | -
- | - | - | - | - | - | - | -
- | - | - | - | - | - | - | -
- | - | - | - | - | - | - | -
- | - | - | - | - | - | - | -
- | - | - | - | - | - | - | -
- | - | - | - | - | - | - | -
- | - | - | - | - | - | - | -
- | - | - | - | - | - | - | -
- | - | - | - | - | - | - | -
- | - | - | - | - | - | - | -
- | - | - | - | - | - | - | -
- | - | - | - | - | - | - | -
- | - | - | - | - | - | - | -
- | - | - | - | - | - | - | -
- | - | - | - | - | - | - | -
- | - | - | - | - | - | - | -
- | - | - | - | - | - | - | -
- | - | - | - | - | - | - | -
- | - | - | - | - | - | - | -
- | - | - | - | - | - | - | -
- | - | - | - | - | - | - | -
- | - | - | - | - | - | - | -
- | - | - | - | - | - | - | -
- | - | - | - | - | - | - | -
- | - | - | - | - | - | - | -
- | - | - | - | - | - | - | -
- | - | - | - | - | - | - | -
- | - | - | - | - | - | - | -
- | - | - | - | - | - | - | -
- | - | - | - | - | - | - | -
- | - | - | - | - | - | - | -
- | - | - | - | - | - | - | -
- | - | - | - | - | - | - | -
- | - | - | - | - | - | - | -
- | - | - | - | - | - | - | -
- | - | - | - | - | - | - | -
- | - | - | - | - | - | - | -
- | - | - | - | - | - | - | -
- | - | - | - | - | - | - | -
- | - | - | - | - | - | - | -
- | - | - | - | - | - | - | -
- | - | - | - | - | - | - | -
- | - | - | - | - | - | - | -
- | - | - | - | - | - | - | -
- | - | - | - | - | - | - | -
- | - | - | - | - | - | - | -
- | - | - | - | - | - | - | -
- | - | - | - | - | - | - | -
- | - | - | - | - | - | - | -
- | - | - | - | - | - | - | -
- | - | - | - | - | - | - | -
- | - | - | - | - | - | - | -
- | - | - | - | - | - | - | -
- | - | - | - | - | - | - | -
- | - | - | - | - | - | - | -
- | - | - | - | - | - | - | -
- | - | - | - | - | - | - | -
- | - | - | - | - | - | - | -
- | - | - | - | - | - | - | -
- | - | - | - | - | - | - | -
- | - | - | - | - | - | - | -
- | - | - | - | - | - | - | -
- | - | - | - | - | - | - | -
- | - | - | - | - | - | - | -
- | - | - | - | - | - | - | -
- | - | - | - | - | - | - | -
- | - | - | - | - | - | - | -
- | - | - | - | - | - | - | -
- | - | - | - | - | - | - | -
- | - | - | - | - | - | - | -
- | - | - | - | - | - | - | -
- | - | - | - | - | - | - | -
- | - | - | - | - | - | - | -
- | - | - | - | - | - | - | -
- | - | - | - | - | - | - | -
- | - | - | - | - | - | - | -
- | - | - | - | - | - | - | -
- | - | - | - | - | - | - | -
- | - | - | - | - | - | - | -
- | - | - | - | - | - | - | -
- | - | - | - | - | - | - | -
- | - | - | - | - | - | - | -
- | - | - | - | - | - | - | -
- | - | - | - | - | - | - | -
- | - | - | - | - | - | - | -
- | - | - | - | - | - | - | -
- | - | - | - | - | - | - | -
- | - | - | - | - | - | - | -
- | - | - | - | - | - | - | -
- | - | - | - | - | - | - | -
- | - | - | - | - | - | - | -
- | - | - | - | - | - | - | -
- | - | - | - | - | - | - | -
- | - | - | - | - | - | - | -
- | - | - | - | - | - | - | -
- | - | - | - | - | - | - | -
- | - | - | - | - | - | - | -
- | - | - | - | - | - | - | -
- | - | - | - | - | - | - | -
- | - | - | - | - | - | - | -
- | - | - | - | - | - | - | -
- | - | - | - | - | - | - | -
- | - | - | - | - | - | - | -
- | - | - | - | - | - | - | -
- | - | - | - | - | - | - | -
- | - | - | - | - | - | - | -
- | - | - | - | - | - | - | -
- | - | - | - | - | - | - | -
- | - | - | - | - | - | - | -
- | - | - | - | - | - | - | -
- | - | - | - | - | - | - | -
- | - | - | - | - | - | - | -
- | - | - | - | - | - | - | -
- | - | - | - | - | - | - | -
- | - | - | - | - | - | - | -
- | - | - | - | - | - | - | -
- | - | - | - | - | - | - | -
- | - | - | - | - | - | - | -
- | - | - | - | - | - | - | -
- | - | - | - | - | - | - | -
- | - | - | - | - | - | - | -
- | - | - | - | - | - | - | -
- | - | - | - | - | - | - | -
- | - | - | - | - | - | - | -
- | - | - | - | - | - | - | -
- | - | - | - | - | - | - | -
- | - | - | - | - | - | - | -
- | - | - | - | - | - | - | -
- | - | - | - | - | - | - | -
- | - | - | - | - | - | - | -
- | - | - | - | - | - | - | -
- | - | - | - | - | - | - | -
- | - | - | - | - | - | - | -
- | - | - | - | - | - | - | -
- | - | - | - | - | - | - | -
- | - | - | - | - | - | - | -
- | - | - | - | - | - | - | -
- | - | - | - | - | - | - | -
- | - | - | - | - | - | - | -
- | - | - | - | - | - | - | -
- | - | - | - | - | - | - | -
- | - | - | - | - | - | - | -
- | - | - | - | - | - | - | -
- | - | - | - | - | - | - | -
- | - | - | - | - | - | - | -
- | - | - | - | - | - | - | -
- | - | - | - | - | - | - | -
- | - | - | - | - | - | - | -
- | - | - | - | - | - | - | -
- | - | - | - | - | - | - | -
- | - | - | - | - | - | - | -
- | - | - | - | - | - | - | -
- | - | - | - | - | - | - | -
- | - | - | - | - | - | - | -
- | - | - | - | - | - | - | -
- | - | - | - | - | - | - | -
- | - | - | - | - | - | - | -
- | - | - | - | - | - | - | -
- | - | - | - | - | - | - | -
- | - | - | - | - | - | - | -
- | - | - | - | - | - | - | -
- | - | - | - | - | - | - | -
- | - | - | - | - | - | - | -
- | - | - | - | - | - | - | -
- | - | - | - | - | - | - | -
- | - | - | - | - | - | - | -
- | - | - | - | - | - | - | -
- | - | - | - | - | - | - | -
- | - | - | - | - | - | - | -
- | - | - | - | - | - | - | -
- | - | - | - | - | - | - | -
- | - | - | - | - | - | - | -
- | - | - | - | - | - | - | -
- | - | - | - | - | - | - | -
- | - | - | - | - | - | - | -
- | - | - | - | - | - | - | -
- | - | - | - | - | - | - | -
- | - | - | - | - | - | - | -
- | - | - | - | - | - | - | -
- | - | - | - | - | - | - | -
- | - | - | - | - | - | - | -
- | - | - | - | - | - | - | -
- | - | - | - | - | - | - | -
- | - | - | - | - | - | - | -
- | - | - | - | - | - | - | -
- | - | - | - | - | - | - | -
- | - | - | - | - | - | - | -
- | - | - | - | - | - | - | -
- | - | - | - | - | - | - | -
- | - | - | - | - | - | - | -
- | - | - | - | - | - | - | -
- | - | - | - | - | - | - | -
- | - | - | - | - | - | - | -
- | - | - | - | - | - | - | -
- | - | - | - | - | - | - | -
- | - | - | - | - | - | - | -
- | - | - | - | - | - | - | -
- | - | - | - | - | - | - | -
- | - | - | - | - | - | - | -
- | - | - | - | - | - | - | -
- | - | - | - | - | - | - | -
- | - | - | - | - | - | - | -
- | - | - | - | - | - | - | -
- | - | - | - | - | - | - | -
- | - | - | - | - | - | - | -
- | - | - | - | - | - | - | -
- | - | - | - | - | - | - | -
- | - | - | - | - | - | - | -
- | - | - | - | - | - | - | -
- | - | - | - | - | - | - | -
- | - | - | - | - | - | - | -
- | - | - | - | - | - | - | -
- | - | - | - | - | - | - | -
- | - | - | - | - | - | - | -
- | - | - | - | - | - | - | -
- | - | - | - | - | - | - | -
- | - | - | - | - | - | - | -
- | - | - | - | - | - | - | -
- | - | - | - | - | - | - | -
- | - | - | - | - | - | - | -
- | - | - | - | - | - | - | -
- | - | - | - | - | - | - | -
- | - | - | - | - | - | - | -
- | - | - | - | - | - | - | -
- | - | - | - | - | - | - | -
- | - | - | - | - | - | - | -
- | - | - | - | - | - | - | -
- | - | - | - | - | - | - | -
- | - | - | - | - | - | - | -
- | - | - | - | - | - | - | -
- | - | - | - | - | - | - | -
- | - | - | - | - | - | - | -
- | - | - | - | - | - | - | -
- | - | - | - | - | - | - | -
- | - | - | - | - | - | - | -
- | - | - | - | - | - | - | -
- | - | - | - | - | - | - | -
- | - | - | - | - | - | - | -
- | - | - | - | - | - | - | -
- | - | - | - | - | - | - | -
- | - | - | - | - | - | - | -
- | - | - | - | - | - | - | -
- | - | - | - | - | - | - | -
- | - | - | - | - | - | - | -
- | - | - | - | - | - | - | -
- | - | - | - | - | - | - | -
- | - | - | - | - | - | - | -
- | - | - | - | - | - | - | -
- | - | - | - | - | - | - | -
- | - | - | - | - | - | - | -
- | - | - | - | - | - | - | -
- | - | - | - | - | - | - | -
- | - | - | - | - | - | - | -
- | - | - | - | - | - | - | -
- | - | - | - | - | - | - | -
- | - | - | - | - | - | - | -
- | - | - | - | - | - | - | -
- | - | - | - | - | - | - | -
- | - | - | - | - | - | - | -
- | - | - | - | - | - | - | -
- | - | - | - | - | - | - | -
- | - | - | - | - | - | - | -
- | - | - | - | - | - | - | -
- | - | - | - | - | - | - | -
- | - | - | - | - | - | - | -
- | - | - | - | - | - | - | -
- | - | - | - | - | - | - | -
- | - | - | - | - | - | - | -
- | - | - | - | - | - | - | -
- | - | - | - | - | - | - | -
- | - | - | - | - | - | - | -
- | - | - | - | - | - | - | -
- | - | - | - | - | - | - | -
- | - | - | - | - | - | - | -
- | - | - | - | - | - | - | -
- | - | - | - | - | - | - | -
- | - | - | - | - | - | - | -
- | - | - | - | - | - | - | -
- | - | - | - | - | - | - | -
- | - | - | - | - | - | - | -
- | - | - | - | - | - | - | -
- | - | - | - | - | - | - | -
- | - | - | - | - | - | - | -
- | - | - | - | - | - | - | -
- | - | - | - | - | - | - | -
- | - | - | - | - | - | - | -
- | - | - | - | - | - | - | -
- | - | - | - | - | - | - | -
- | - | - | - | - | - | - | -
- | - | - | - | - | - | - | -
- | - | - | - | - | - | - | -
- | - | - | - | - | - | - | -
- | - | - | - | - | - | - | -
- | - | - | - | - | - | - | -
- | - | - | - | - | - | - | -
- | - | - | - | - | - | - | -
- | - | - | - | - | - | - | -
- | - | - | - | - | - | - | -
- | - | - | - | - | - | - | -
- | - | - | - | - | - | - | -
- | - | - | - | - | - | - | -
- | - | - | - | - | - | - | -
- | - | - | - | - | - | - | -
- | - | - | - | - | - | - | -
- | - | - | - | - | - | - | -
- | - | - | - | - | - | - | -
- | - | - | - | - | - | - | -
- | - | - | - | - | - | - | -
- | - | - | - | - | - | - | -
- | - | - | - | - | - | - | -
- | - | - | - | - | - | - | -
- | - | - | - | - | - | - | -
- | - | - | - | - | - | - | -
- | - | - | - | - | - | - | -
- | - | - | - | - | - | - | -
- | - | - | - | - | - | - | -
- | - | - | - | - | - | - | -
- | - | - | - | - | - | - | -
- | - | - | - | - | - | - | -
- | - | - | - | - | - | - | -
- | - | - | - | - | - | - | -
- | - | - | - | - | - | - | -
- | - | - | - | - | - | - | -
- | - | - | - | - | - | - | -
- | - | - | - | - | - | - | -
- | - | - | - | - | - | - | -
- | - | - | - | - | - | - | -
- | - | - | - | - | - | - | -
- | - | - | - | - | - | - | -
- | - | - | - | - | - | - | -
- | - | - | - | - | - | - | -
- | - | - | - | - | - | - | -
- | - | - | - | - | - | - | -
- | - | - | - | - | - | - | -
- | - | - | - | - | - | - | -
- | - | - | - | - | - | - | -
- | - | - | - | - | - | - | -
- | - | - | - | - | - | - | -
- | - | - | - | - | - | - | -
- | - | - | - | - | - | - | -
- | - | - | - | - | - | - | -
- | - | - | - | - | - | - | -
- | - | - | - | - | - | - | -
- | - | - | - | - | - | - | -
- | - | - | - | - | - | - | -
- | - | - | - | - | - | - | -
- | - | - | - | - | - | - | -
- | - | - | - | - | - | - | -
- | - | - | - | - | - | - | -
- | - | - | - | - | - | - | -
- | - | - | - | - | - | - | -
- | - | - | - | - | - | - | -
- | - | - | - | - | - | - | -
- | - | - | - | - | - | - | -
- | - | - | - | - | - | - | -
- | - | - | - | - | - | - | -
- | - | - | - | - | - | - | -
- | - | - | - | - | - | - | -
- | - | - | - | - | - | - | -
- | - | - | - | - | - | - | -
- | - | - | - | - | - | - | -
- | - | - | - | - | - | - | -
- | - | - | - | - | - | - | -
- | - | - | - | - | - | - | -
- | - | - | - | - | - | - | -
- | - | - | - | - | - | - | -
- | - | - | - | - | - | - | -
- | - | - | - | - | - | - | -
- | - | - | - | - | - | - | -
- | - | - | - | - | - | - | -
- | - | - | - | - | - | - | -
- | - | - | - | - | - | - | -
- | - | - | - | - | - | - | -
- | - | - | - | - | - | - | -
- | - | - | - | - | - | - | -
- | - | - | - | - | - | - | -
- | - | - | - | - | - | - | -
- | - | - | - | - | - | - | -
- | - | - | - | - | - | - | -
- | - | - | - | - | - | - | -
- | - | - | - | - | - | - | -
- | - | - | - | - | - | - | -
- | - | - | - | - | - | - | -
- | - | - | - | - | - | - | -
- | - | - | - | - | - | - | -
- | - | - | - | - | - | - | -
- | - | - | - | - | - | - | -
- | - | - | - | - | - | - | -
- | - | - | - | - | - | - | -
- | - | - | - | - | - | - | -
- | - | - | - | - | - | - | -
- | - | - | - | - | - | - | -
- | - | - | - | - | - | - | -
- | - | - | - | - | - | - | -
- | - | - | - | - | - | - | -
- | - | - | - | - | - | - | -
- | - | - | - | - | - | - | -
- | - | - | - | - | - | - | -
- | - | - | - | - | - | - | -
- | - | - | - | - | - | - | -
- | - | - | - | - | - | - | -
- | - | - | - | - | - | - | -
- | - | - | - | - | - | - | -
- | - | - | - | - | - | - | -
- | - | - | - | - | - | - | -
- | - | - | - | - | - | - | -
- | - | - | - | - | - | - | -
- | - | - | - | - | - | - | -
- | - | - | - | - | - | - | -
- | - | - | - | - | - | - | -
- | - | - | - | - | - | - | -
- | - | - | - | - | - | - | -
- | - | - | - | - | - | - | -
- | - | - | - | - | - | - | -
- | - | - | - | - | - | - | -
- | - | - | - | - | - | - | -
- | - | - | - | - | - | - | -
- | - | - | - | - | - | - | -
- | - | - | - | - | - | - | -
- | - | - | - | - | - | - | -
- | - | - | - | - | - | - | -
- | - | - | - | - | - | - | -
- | - | - | - | - | - | - | -
- | - | - | - | - | - | - | -
- | - | - | - | - | - | - | -
- | - | - | - | - | - | - | -
- | - | - | - | - | - | - | -
- | - | - | - | - | - | - | -
- | - | - | - | - | - | - | -
- | - | - | - | - | - | - | -
- | - | - | - | - | - | - | -
- | - | - | - | - | - | - | -
- | - | - | - | - | - | - | -
- | - | - | - | - | - | - | -
- | - | - | - | - | - | - | -
- | - | - | - | - | - | - | -
- | - | - | - | - | - | - | -
- | - | - | - | - | - | - | -
- | - | - | - | - | - | - | -
- | - | - | - | - | - | - | -
- | - | - | - | - | - | - | -
- | - | - | - | - | - | - | -
- | - | - | - | - | - | - | -
- | - | - | - | - | - | - | -
- | - | - | - | - | - | - | -
- | - | - | - | - | - | - | -
- | - | - | - | - | - | - | -
- | - | - | - | - | - | - | -
- | - | - | - | - | - | - | -
- | - | - | - | - | - | - | -
- | - | - | - | - | - | - | -
- | - | - | - | - | - | - | -
- | - | - | - | - | - | - | -
- | - | - | - | - | - | - | -
- | - | - | - | - | - | - | -
- | - | - | - | - | - | - | -
- | - | - | - | - | - | - | -
- | - | - | - | - | - | - | -
- | - | - | - | - | - | - | -
- | - | - | - | - | - | - | -
- | - | - | - | - | - | - | -
- | - | - | - | - | - | - | -
- | - | - | - | - | - | - | -
- | - | - | - | - | - | - | -
- | - | - | - | - | - | - | -
- | - | - | - | - | - | - | -
- | - | - | - | - | - | - | -
- | - | - | - | - | - | - | -
- | - | - | - | - | - | - | -
- | - | - | - | - | - | - | -
- | - | - | - | - | - | - | -
- | - | - | - | - | - | - | -
- | - | - | - | - | - | - | -
- | - | - | - | - | - | - | -
- | - | - | - | - | - | - | -
- | - | - | - | - | - | - | -
- | - | - | - | - | - | - | -
- | - | - | - | - | - | - | -
- | - | - | - | - | - | - | -
- | - | - | - | - | - | - | -
- | - | - | - | - | - | - | -
- | - | - | - | - | - | - | -
- | - | - | - | - | - | - | -
- | - | - | - | - | - | - | -
- | - | - | - | - | - | - | -
- | - | - | - | - | - | - | -
- | - | - | - | - | - | - | -
- | - | - | - | - | - | - | -
- | - | - | - | - | - | - | -
- | - | - | - | - | - | - | -
- | - | - | - | - | - | - | -
- | - | - | - | - | - | - | -
- | - | - | - | - | - | - | -
- | - | - | - | - | - | - | -
- | - | - | - | - | - | - | -
- | - | - | - | - | - | - | -
- | - | - | - | - | - | - | -
- | - | - | - | - | - | - | -
- | - | - | - | - | - | - | -
- | - | - | - | - | - | - | -
- | - | - | - | - | - | - | -
- | - | - | - | - | - | - | -
- | - | - | - | - | - | - | -
- | - | - | - | - | - | - | -
- | - | - | - | - | - | - | -
- | - | - | - | - | - | - | -
- | - | - | - | - | - | - | -
- | - | - | - | - | - | - | -
- | - | - | - | - | - | - | -
- | - | - | - | - | - | - | -
- | - | - | - | - | - | - | -
- | - | - | - | - | - | - | -
- | - | - | - | - | - | - | -
- | - | - | - | - | - | - | -
- | - | - | - | - | - | - | -
- | - | - | - | - | - | - | -
- | - | - | - | - | - | - | -
- | - | - | - | - | - | - | -
- | - | - | - | - | - | - | -
- | - | - | - | - | - | - | -
- | - | - | - | - | - | - | -
- | - | - | - | - | - | - | -
- | - | - | - | - | - | - | -
- | - | - | - | - | - | - | -
- | - | - | - | - | - | - | -
- | - | - | - | - | - | - | -
- | - | - | - | - | - | - | -
- | - | - | - | - | - | - | -
- | - | - | - | - | - | - | -
- | - | - | - | - | - | - | -
- | - | - | - | - | - | - | -
- | - | - | - | - | - | - | -
- | - | - | - | - | - | - | -
- | - | - | - | - | - | - | -
- | - | - | - | - | - | - | -
- | - | - | - | - | - | - | -
- | - | - | - | - | - | - | -
- | - | - | - | - | - | - | -
- | - | - | - | - | - | - | -
- | - | - | - | - | - | - | -
- | - | - | - | - | - | - | -
- | - | - | - | - | - | - | -
- | - | - | - | - | - | - | -
- | - | - | - | - | - | - | -
- | - | - | - | - | - | - | -
- | - | - | - | - | - | - | -
- | - | - | - | - | - | - | -
- | - | - | - | - | - | - | -
- | - | - | - | - | - | - | -

## Step 3. Avg Day of Week Calcs
Day of Week | Hour of Day | Supply Fan Avg Power (kW) | Return Fan Avg Power (kW)
1 | 0 | 0 | 0
1 | 1 | 0 | 0
1 | 2 | 0 | 0
1 | 3 | 0 | 0
1 | 4 | 0 | 0
1 | 5 | 0 | 0
1 | 6 | 11.237 | 11.237
1 | 7 | 12.217 | 12.217
1 | 8 | 12.462 | 12.462
1 | 9 | 12.446 | 12.446
1 | 10 | 12.401 | 12.401
1 | 11 | 12.411 | 12.411
1 | 12 | 12.43 | 12.43
1 | 13 | 12.44 | 12.44
1 | 14 | 12.482 | 12.482
1 | 15 | 12.495 | 12.495
1 | 16 | 12.486 | 12.486
1 | 17 | 12.49 | 12.49
1 | 18 | 0.104 | 0.104
1 | 19 | 0 | 0
1 | 20 | 0 | 0
1 | 21 | 0 | 0
1 | 22 | 0 | 0
1 | 23 | 0 | 0
2 | 0 | 0 | 0
2 | 1 | 0 | 0
2 | 2 | 0 | 0
2 | 3 | 0 | 0
2 | 4 | 0 | 0
2 | 5 | 0 | 0
2 | 6 | 12.193 | 12.193
2 | 7 | 12.514 | 12.514
2 | 8 | 12.46 | 12.46
2 | 9 | 12.417 | 12.417
2 | 10 | 12.41 | 12.41
2 | 11 | 12.367 | 12.367
2 | 12 | 3.099 | 3.099
2 | 13 | 0 | 0
2 | 14 | 0 | 0
2 | 15 | 0 | 0
2 | 16 | 0 | 0
2 | 17 | 0 | 0
2 | 18 | 0 | 0
2 | 19 | 0 | 0
2 | 20 | 0 | 0
2 | 21 | 0 | 0
2 | 22 | 0 | 0
2 | 23 | 0 | 0
3 | 0 | 0 | 0
3 | 1 | 0 | 0
3 | 2 | 0 | 0
3 | 3 | 0 | 0
3 | 4 | 0 | 0
3 | 5 | 0 | 0
3 | 6 | 0 | 0
3 | 7 | 0 | 0
3 | 8 | 0 | 0
3 | 9 | 0 | 0
3 | 10 | 6.314 | 6.314
3 | 11 | 12.629 | 12.629
3 | 12 | 12.636 | 12.636
3 | 13 | 12.608 | 12.608
3 | 14 | 12.615 | 12.615
3 | 15 | 12.62 | 12.62
3 | 16 | 12.628 | 12.628
3 | 17 | 12.633 | 12.633
3 | 18 | 12.671 | 12.671
3 | 19 | 12.665 | 12.665
3 | 20 | 12.691 | 12.691
3 | 21 | 9.726 | 9.726
3 | 22 | 0 | 0
3 | 23 | 0 | 0
4 | 0 | 0 | 0
4 | 1 | 0 | 0
4 | 2 | 0 | 0
4 | 3 | 0 | 0
4 | 4 | 0 | 0
4 | 5 | 0 | 0
4 | 6 | 12.182 | 12.182
4 | 7 | 12.755 | 12.755
4 | 8 | 12.705 | 12.705
4 | 9 | 12.648 | 12.648
4 | 10 | 12.683 | 12.683
4 | 11 | 12.693 | 12.693
4 | 12 | 12.656 | 12.656
4 | 13 | 12.257 | 12.257
4 | 14 | 12.508 | 12.508
4 | 15 | 12.674 | 12.674
4 | 16 | 12.667 | 12.667
4 | 17 | 12.669 | 12.669
4 | 18 | 12.657 | 12.657
4 | 19 | 12.628 | 12.628
4 | 20 | 12.649 | 12.649
4 | 21 | 10.184 | 10.184
4 | 22 | 0 | 0
4 | 23 | 0 | 0
5 | 0 | 0 | 0
5 | 1 | 0 | 0
5 | 2 | 0 | 0
5 | 3 | 0 | 0
5 | 4 | 0 | 0
5 | 5 | 0.939 | 0.939
5 | 6 | 12.662 | 12.662
5 | 7 | 12.567 | 12.567
5 | 8 | 12.53 | 12.53
5 | 9 | 12.551 | 12.551
5 | 10 | 12.523 | 12.523
5 | 11 | 12.473 | 12.473
5 | 12 | 12.397 | 12.397
5 | 13 | 12.37 | 12.37
5 | 14 | 12.336 | 12.336
5 | 15 | 12.374 | 12.374
5 | 16 | 12.428 | 12.428
5 | 17 | 12.485 | 12.485
5 | 18 | 12.555 | 12.555
5 | 19 | 12.544 | 12.544
5 | 20 | 12.529 | 12.529
5 | 21 | 11.287 | 11.287
5 | 22 | 0 | 0
5 | 23 | 0 | 0
6 | 0 | 0 | 0
6 | 1 | 0 | 0
6 | 2 | 0 | 0
6 | 3 | 0 | 0
6 | 4 | 0 | 0
6 | 5 | 0.621 | 0.621
6 | 6 | 12.612 | 12.612
6 | 7 | 12.405 | 12.405
6 | 8 | 12.633 | 12.633
6 | 9 | 12.627 | 12.627
6 | 10 | 12.603 | 12.603
6 | 11 | 12.599 | 12.599
6 | 12 | 12.582 | 12.582
6 | 13 | 12.575 | 12.575
6 | 14 | 12.582 | 12.582
6 | 15 | 12.597 | 12.597
6 | 16 | 12.597 | 12.597
6 | 17 | 12.616 | 12.616
6 | 18 | 12.569 | 12.569
6 | 19 | 12.569 | 12.569
6 | 20 | 7.864 | 7.864
6 | 21 | 0.307 | 0.307
6 | 22 | 0 | 0
6 | 23 | 0 | 0
7 | 0 | 0 | 0
7 | 1 | 0 | 0
7 | 2 | 0 | 0
7 | 3 | 0 | 0
7 | 4 | 0 | 0
7 | 5 | 0 | 0
7 | 6 | 0 | 0
7 | 7 | 0 | 0
7 | 8 | 0 | 0
7 | 9 | 0 | 0
7 | 10 | 0 | 0
7 | 11 | 0 | 0
7 | 12 | 0 | 0
7 | 13 | 0 | 0
7 | 14 | 0 | 0
7 | 15 | 0 | 0
7 | 16 | 0 | 0
7 | 17 | 0 | 0
7 | 18 | 0 | 0
7 | 19 | 0 | 0
7 | 20 | 0 | 0
7 | 21 | 0 | 0
7 | 22 | 0 | 0
7 | 23 | 0 | 0

## Step 4. Results
Day of Week | Supply Fan Average Energy (kWh/day) | Return Fan Average Energy (kWh/day)
Monday | 77.46 | 77.46
Tuesday | 142.436 | 142.436
Wednesday | 199.215 | 199.215
Thursday | 199.55 | 199.55
Friday | 184.958 | 184.958
Saturday | 0 | 0
Sunday | 148.101 | 148.101
Annual Electricity Usage (kWh)
Supply Fan | 49625.4
Return Fan | 49625.4
TOTAL ANNUAL ELECTRICITY USAGE (kWh)
99250.8